## Summary
Summary
Aggregate energy consumption
| KWh / annum | kg CO2e/annum | Approximate cost (£) ex Vat and standing charges
Grid Electricity | 0 | 0 | 0
Renewable electricity | 0 | 0 | 0
Low Carbon electricity (e.g. CHP) | 0 | 0 | 0
Gas | 0 | 0 | 0
Oil | 0 | 0 | 0
Total | 0 | 0 | 0
Energy disaggregation
Electricity consumption - (ring main and lighting) | KWh / annum | kg CO2e/annum | Approximate cost (£) ex Vat and standing charges
Lighting - office | 982.8 | 278.2012 | 127.764
Server- office | 0 | 0 | 0
Server cooling - office | 0 | 0 | 0
Printers - office | 0 | 0 | 0
Monitors - office | 0 | 0 | 0
Desktops - office | 0 | 0 | 0
UPS - office | 0 | 0 | 0
TVs and AV - office | 0 | 0 | 0
Kitchen (larder fridge, dishwasher, microwave, coffee machine, kettle) - office | 0 | 0 | 0
Total | 982.8 | 278.2012 | 127.764
Electricity consumption (2017) - landlord residual allocatable to XXX office | KWh / annum | kg CO2e/annum | Approximate cost (£) ex Vat and standing charges
Electrical water heating (central calorifier) | 0 | 0 | 0
Lifts | 0 | 0 | 0
total | 0 | 0 | 0
Gas | KWh / annum | kg CO2e/annum | Approximate cost (£) ex Vat and standing charges
Heatimg | 0 | 0 | 0
hot water | 0 | 0 | 0
Total | 0 | 0 | 0
Water
Water consumption (2017) | m3 / annum | kg CO2e/annum | Approximate cost (£) ex Vat and standing charges
Water supply | 0 | 0 | #DIV/0!
Water waste | 0 | 0 | #DIV/0!
litre | cubic metre
1 | 0.001 | Ref: INVEST TO SAVE BUDGET OGCbuying.solutions WATER AND EFFLUENT SERVICE Project Report To HM Treasury June 2003 | https://www.waterwise.org.uk/wp-content/uploads/2018/02/CIRIA-2006_Water-Key-Performance-Indicators-and-Benchmarks-for-Offices-and-Hotels.pdf
Benchmarking water | XXX | typical | best practice | excessive
m3/employee/annum | #DIV/0! | 4-9.3 | 2-6.4 | 7
m3/m2/annum | #DIV/0! | 0.6 | 0.4 | 0.8
Waste
Waste disposal and recycling | kg / week | kg / annum | kg/staff member / annum | tonnes / annum | kg CO2e disposal or recycling/annum
Residual waste (non recyclate) | 0 | 0 | #DIV/0! | 0 | 0
Recyclate waste | 0 | 0 | #DIV/0! | 0 | 0
Confidential paper waste (recycled by First Mile) | 0 | 0 | #DIV/0! | 0 | 0
Food waste | 0 | 0 | #DIV/0! | 0 | 0
WEEE waste and lighting | 0 | 0 | #DIV/0! | 0 | 0
Total | 0 | 0 | #DIV/0! | 0 | 0
Waste benchmarks | good practice (kg/employee/annum) | Reference: Green Officiency guide GG 256
Total waste | 200
Percentage of office waste that is recyclable | 0.7 | pg. 14 of WRAP Green office guide: http://www.wrap.org.uk/sites/files/wrap/WRAP_Green_Office_Guide.pdf
Percentage recycled by XXX | #DIV/0!
Materials use
Materials use | Items | kg/annum | kg CO2e / annum |  | reams per staff member per annum | benchmark best practice
Paper (reams) | 0 | 0 | 0 |  | #DIV/0! | 7
Monitors | 0 | 0 | 0
Computers | 0 | 0 | 0
Total |  | 0 | 0
Travel
Business travel (2017) | miles/annum | kg CO2e /annum | Approximate cost (£) / annum
Taxi | 0 | 0 | 0
Rail | 0 | 0 | 0
Air | 0 | 0 | 0
Total | 0 | 0 | 0
Energy and Carbon Inventory
Electricity consumption (2017) - ring main and lighting | KWh / annum | kg CO2e/annum | Approximate cost (£) ex Vat and standing charges
Lighting - office | 982.8 | 278.2012 | 127.764
Server- office | 0 | 0 | 0
Server cooling - office | 0 | 0 | 0
Printers - office | 0 | 0 | 0
Monitors - office | 0 | 0 | 0
Desktops - office | 0 | 0 | 0
UPS - office | 0 | 0 | 0
TVs and AV - office | 0 | 0 | 0
Kitchen (larder fridge, dishwasher, microwave, coffee machine, kettle) - office | 0 | 0 | 0
Subtotal | 982.8 | 278.2012 | 127.764
Electricity consumption (2017) - landlord residual | KWh / annum | kg CO2e/annum | Approximate cost (£) ex Vat and standing charges
Electrical water heating (central calorifier) | 0 | 0 | 0
Lifts | 0 | 0 | 0
Subtotal | 0 | 0 | 0
Gas consumption | KWh / annum | kg CO2e/annum | Approximate cost (£) ex Vat and standing charges
Heating | 0 | 0 | 0
Hot water | 0 | 0 | 0
Subtotal | 0 | 0 | 0
Water consumption (2017) | m3 / annum | kg CO2e/annum | Approximate cost (£) ex Vat and standing charges
Water supply | 0 | 0 | #DIV/0!
Water waste | 0 | 0 | #DIV/0!
Subtotal | 0 | 0 | #DIV/0!
Waste disposal and recycling | kg / annum | kg CO2e disposal or recycling/annum | Approximate cost (£) ex Vat and standing charges
Residual waste (non recyclate) | 0 | 0 | 0
Recyclate waste | 0 | 0 | 0
Confidential paper waste (recycled by First Mile) | 0 | 0 | 0
Food waste | 0 | 0 | 0
WEEE waste and lighting | 0 | 0 | 0
Subtotal | 0 | 0 | 0
Materials use | items used per annum | kg CO2e / annum | Approximate cost (£) ex Vat and standing charges
Paper (reams) | 0 | 0 | 0
Monitors | 0 | 0 | 0
Computers | 0 | 0 | 0
Subtotal | NA | 0 | 0
Business travel (2017) | miles/annum | kg CO2e /annum | Approximate cost (£) ex Vat and standing charges
Taxi | 0 | 0 | 0
Rail | 0 | 0 | 0
Air | 0 | 0 | 0
Subtotal | 0 | 0 | 0
Grand total |  | 278.2012 | #DIV/0!
Scopes 1,2, 3 emissions
| Scope 1 (direct emissions) | Scope 2 (electricity) | Scope 3 (purchased paper and materials. waste disposal, water consumption, business travel) | Total
Accounting for electricity at grid average | 0 | 278.2012 | 0 | 278.2012
Accounting for electricity as having zero emissions | 0 | 0 | 0 | 0
Note on B30: Nick Banks: estimate from benchmark

## Energy Benchmarking
Energy Benchmarking
Degree Day Correction
total fossil energy (heating and hot water) | 0
Domestic Hot Water (kWh) | 0
Heating energy (kwh) | 0
Total "fossil" space heating energy | 0
Degree days in heating year (2017) | 1806 | This is number of degree days for the year in which we have heating energy data. Degree days are a measure of how cold it is in any one year. In order to make a valid comparison with the benchmark year we have to adjust for how cold it was in the year for which we have data.
Benchmark degree days | 2021 | This is the reference number to be used with the benchmark figures produced in TM46
factor adjust for degree days | 1.119
Degree Day Corrected heating consumption (kwh) | 0
Hot water energy consumption (kWh) | 0
Total | 0
Total corrected thermal energy consumption per m2 gross floor area | #DIV/0!
Benchmark comparison versus TM46 | Actual | typical (from TM46)
Corrected thermal energy (heating and hot water) per m2 | 0 | 120 | Recommend using this comparison
Power consumption / m2 | #DIV/0! | 95
Benchmark compariosn with old CIBSE benchmarks
Benchmark degree days for old CIBSE benchmarks | 2462 | Old comparison. see Econ 19: http://www.cibse.org/getmedia/7fb5616f-1ed7-4854-bf72-2dae1d8bde62/ECG19-Energy-Use-in-Offices-(formerly-ECON19
factor adjust for degree days econ 19 | 1.3632
Benchmark comparison versus econ 19 - fossil | Actual | Typical | Good
fossil (kWh/m2/annum) | #DIV/0! | 178 | 97
electricity (kWh/m2/annum) | #DIV/0! | 226 | 128

## Table of measures
Table of measures
# | Item | Description | Annual unit saving (kWh electricity) | Annual unit saving (kWh gas) | Annual unit saving (m3) | Annual unit saving (miles) | Annual unit saving (kg) | Annual cost saving (£) | Annual CO2 saving (kg) | Install cost (capital and labour) (£) | Payback period (years)
1 | Environmental policy | Develop existing environmental policy, strategy and action plan |  |  | 0 |  | 0 | 0 | 0 | 0 | NA
2 | Energy policy | Energy policy and action plan | 0 | 0 |  |  |  | 0 | 0 | 0 | NA
3 | Business travel policy and decision support tool | Implement a decision tree to encourage sustainable business travel choices. |  |  |  | 0 |  | #DIV/0! | #DIV/0! | 0 | NA
4 | EE awareness | Raise awareness of energy efficiency through organisation wide campaign | 0 | 0 |  |  |  | 0 | 0 | 0 | #DIV/0!
5 | M and T | Set up monitoring and targeting management system | 0 | 0 |  |  |  | 0 | 0 | 0 | #DIV/0!
6 | Green roof | Install a semi-intensive green roof | 0 |  |  |  |  | 0 | 0 | 0 | #DIV/0!
7 | Pv on the roof | Install a solar photovolatic array | 0 |  |  |  |  | 0 | 0 | 0 | #DIV/0!
8a | Lighting upgrade 1 | LED panel to replace T8 panel | 0 |  |  |  |  | 0 | 0 | 0 | #DIV/0!
8b | Lighting upgrade 2 | LED downlight to replace CFL downlight | 0 |  |  |  |  | 0 | 0 | 0 | #DIV/0!
8c | Lighting upgrade 3 | Lighting sensors | 0 |  |  |  |  | 0 | 0 | 0 | #DIV/0!
9 | Thin clients | Replace desktop computers with thin clients | 0 |  |  |  |  | 0 | 0 | 0 | #DIV/0!
10 | IT network settings | Change shutdown and startup times of computer network | 0 |  |  |  |  | 0 | 0 | 0 | NA
11 | New BEMS | Install new Building Energy Management System | 0 | 0 |  |  |  | 0 | 0 | 0 | #DIV/0!
12 | Optimal start and stop on heating control | Retrofit device that optimally starts and stops the heating to reach temperatures set points without compromising comfort (kWh) |  | 0 | 0 | 0 | 0 | 0 | 0 | 0 | #DIV/0!
13 | TRVs | Install Thermostatic Radiator Valves across the heating network |  | 0 |  |  |  | 0 | 0 | 0 | #DIV/0!
14 | VSDs | Install Variable Speed Drives to heating pumps | 0 |  |  |  |  | 0 | 0 | 0 | #DIV/0!
15 | Variable Temperature Circuits | Reconfigure pipework and install motorised valves to create Variable Temperature Circuits |  | 0 |  |  |  | 0 | 0 | 0 | #DIV/0!
16 | Boiler replacement | Replace boilers which are malfunctioning or over c20 years old |  | 0 |  |  |  | 0 | 0 | 0 | #DIV/0!
17 | Draughtproofing | Carry out remedial draughtproofing around all windows, doors and service points |  | 0 |  |  |  | 0 | 0 | 0 | #DIV/0!
18 | Roof insulation | Insulate the roof |  | 0 | 0 | 0 | 0 | 0 | 0 | 0 | #DIV/0!
19 | Cavity Wall Insulation | Install Cavity Wall Insulation |  | 0 | 0 | 0 | 0 | 0 | 0 | 0 | #DIV/0!
20 | Improve glazing | Install glazing with improved thermal performance |  | 0 |  |  |  | 0 | 0 | 0 | #DIV/0!
21 | Solid Wall insulation | Insulate solid walls either externally or internally |  | 0 |  |  |  | 0 | 0 | 0 | #DIV/0!
22 | Solar hot water | Install solar hot water system |  | 0 |  |  |  | 0 | 0 | 0 | #DIV/0!
23 | CHP | Install small Combined Heat and Power system | 0 | 0 |  |  |  | #DIV/0! | #DIV/0! | 0 | #DIV/0!
22 | Water efficiency measures | Fit water dipslacement devices and change flush controls (m3) |  |  | 0 |  |  | #DIV/0! | 0 | 0 | #DIV/0!
25 | Offset | Offset unavoidable carbon emissions (kg) | [6 empty] | 278.2012 | 3588.7954 | NA
Total |  |  | 0 | 0 | 0 | 0 | 0 | #DIV/0! | #DIV/0! | 3588.7954 | #DIV/0!

## Electricity data
Electricity consumption
| Meter reads |  | Units |  |  | Energy rate |  | Non -energy rate | [5 empty] | costs
| Start | end | day (07:00 to 24:00) | Night (00:00 to 07:00) | Total units | Day rate | Night rate | Day rate non-energy | Night rate non energy | Number of days in period | Standing charge (p/day) | Supply capacity charge (p/kVA/day) | Climate change Levy (pence / kwh) | Standing charge costs (£) | Supply capacity charge (£) | Duos reactive power | AD HOC admin charges | CCL costs | Day unit cost | Night unit cost | Non energy cost - DAY | Non-energy cost - NIGHT | total charge (£- ex VAT)
Jan |  |  |  |  | 0 | 3.5157 | 3.5157 | 6.6095 | 3.7171 | 1 |  |  | 0.559 | 0 | 0 | 0 | 0 | 0 | 0 | 0 | 0 | 0 | 0
Feb |  |  |  |  | 0 | 3.5157 | 3.5157 | 6.6095 | 3.7171 | 1 |  |  | 0.559 | 0 | 0 | 0 | 0 | 0 | 0 | 0 | 0 | 0 | 0
Mar |  |  |  |  | 0 | 3.5157 | 3.5157 | 6.6095 | 3.7171 | 1 |  |  | 0.559 | 0 | 0 | 0 | 0 | 0 | 0 | 0 | 0 | 0 | 0
Apr |  |  |  |  | 0 | 3.5157 | 3.5157 | 6.6095 | 3.7171 | 1 |  |  | 0.559 | 0 | 0 | 0 | 0 | 0 | 0 | 0 | 0 | 0 | 0
May |  |  |  |  | 0 | 3.5157 | 3.5157 | 6.6095 | 3.7171 | 1 |  |  | 0.559 | 0 | 0 | 0 | 0 | 0 | 0 | 0 | 0 | 0 | 0
Jun |  |  |  |  | 0 | 3.5157 | 3.5157 | 6.6095 | 3.7171 | 1 |  |  | 0.559 | 0 | 0 | 0 | 0 | 0 | 0 | 0 | 0 | 0 | 0
Jul |  |  |  |  | 0 | 3.5157 | 3.5157 | 6.6095 | 3.7171 | 1 |  |  | 0.559 | 0 | 0 | 0 | 0 | 0 | 0 | 0 | 0 | 0 | 0
Aug |  |  |  |  | 0 | 3.5157 | 3.5157 | 6.6095 | 3.7171 | 1 |  |  | 0.559 | 0 | 0 | 0 | 40 | 0 | 0 | 0 | 0 | 0 | 40
Sep |  |  |  |  | 0 | 4.6328 | 4.6328 | 7.7805 | 4.8348 | 1 |  |  | 0.568 | 0 | 0 | 0 | 0 | 0 | 0 | 0 | 0 | 0 | 0
Oct |  |  |  |  | 0 | 4.6328 | 4.6328 | 7.7805 | 4.8348 | 1 |  |  | 0.568 | 0 | 0 | 0 | 0 | 0 | 0 | 0 | 0 | 0 | 0
Nov |  |  |  |  | 0 | 4.6328 | 4.6328 | 7.7805 | 4.8348 | 1 |  |  | 0.568 | 0 | 0 | 0 | 0 | 0 | 0 | 0 | 0 | 0 | 0
Dec |  |  |  |  | 0 | 4.6328 | 4.6328 | 7.7805 | 4.8348 | 1 |  |  | 0.568 | 0 | 0 | 0 | 0 | 0 | 0 | 0 | 0 | 0 | 0
Total |  |  | 0 | 0 | 0
Note on Q16: Nick Banks: excess reactive power charge
Note on Q17: Nick Banks: excess reactive power charge

## Gas data
Gas data
| start | end | units (e.g. m3 or 100's cubic feet) | CV | kWh | Check units | Gas price/kWh | Consumption charge | check consumption from invoice | Standing charge | climate change levy | Net amount
Jan | 3309 | 4459 |  | 39.2 | 0 | 12806 | 1.767 | 0 | 226.28 | 0 | 0 | 0
Feb | 4459 | 5548 |  | 39.3 | 0 |  | 1.767 | 0 |  | 0 | 0 | 0
Mar | 5548 | 5611 |  | 39.3 | 0 |  | 1.767 | 0 |  | 0 | 0 | 0
Apr | 5611 | 6161 |  | 39.5 | 0 | 6171 | 1.767 | 0 | 109.04 | 0 | 0 | 0
May | 6161 | 6366 |  | 39.4 | 0 |  | 1.767 | 0 |  | 0 | 0 | 0
Jun | 6366 | 6389 |  | 39.5 | 0 |  | 1.767 | 0 |  | 0 | 0 | 0
Jul | 6389 | 6669 |  | 39.5 | 0 |  | 1.767 | 0 |  | 0 | 0 | 0
Aug | 6669 | 6986 |  | 39.4 | 0 | 3548 | 1.767 | 0 | 63 | 0 | 0 | 0
Sep | 6986 | 7762 |  | 39.6 | 0 |  | 1.767 | 0 |  | 0 | 0 | 0
Oct | 7762 | 8760 |  | 39.3 | 0 |  | 1.949 | 0 |  | 0 | 0 | 0
Nov | 8760 | 11757 |  | 39.2 | 0 |  | 1.949 | 0 |  | 0 | 0 | 0
Dec | 11757 | 15822 |  | 38.9 | 0 | 44919 | 1.949 | 0 | 875.47 | 0 | 0 | 0
Totals |  |  | 0 |  | 0 |  | #DIV/0! | 0 |  | 0 | 0 | 0
Corr. Fact
1.0226

## Lighting inventory
Lighting inventory
Lighting operational hours in each space
| office corridor | offices | boardroom | toilets | stationary room | server room | kitchen
Lighting on (hrs/day) | 7 | 8 | 0 | 0 | 0 | 0 | 0
Lighting on (days/week) | 5 | 5 | 5 | 5 | 5 | 5 | 5
Lighting on (weeks) | 52 | 52 | 52 | 52 | 52 | 52 | 52
Lighting on (hrs per annum) | 1820 | 2080 | 0 | 0 | 0 | 0 | 0
Lighting inventory
| Numbers of lighting fittings in each room. Add extra columns as necessary | [8 empty] | Electricity consumption per annum in each room
| corridor | offices | boardroom | toilets | stationary room | server room | kitchen | Total | Circuit wattage per luminaire | Energy usage corridor kWh | Energy usage offices | Energy usage boardroom | Energy usage toilets | Energy usage stationary room | Energy usage server room | Energy usage kitchen | Total
2" T8 quadruple, electronic | [7 empty] | 0 | 76 | 0 | 0 | 0 | 0 | 0 | 0 | 0 | 0
2" T8 quadruple, switch start | [7 empty] | 0 | 90 | 0 | 0 | 0 | 0 | 0 | 0 | 0 | 0
4" T8 single, switch start | [7 empty] | 0 | 45 | 0 | 0 | 0 | 0 | 0 | 0 | 0 | 0
5" T8 single, switch start | [7 empty] | 0 | 70 | 0 | 0 | 0 | 0 | 0 | 0 | 0 | 0
5" T8 double, switch start | [7 empty] | 0 | 140 | 0 | 0 | 0 | 0 | 0 | 0 | 0 | 0
5" T8 single, electronic | [7 empty] | 0 | 58 | 0 | 0 | 0 | 0 | 0 | 0 | 0 | 0
5" T8 double, electronic | [7 empty] | 0 | 112 | 0 | 0 | 0 | 0 | 0 | 0 | 0 | 0
5" T5 double, electronic | [7 empty] | 0 | 80 | 0 | 0 | 0 | 0 | 0 | 0 | 0 | 0
6" T8 single, switch start | [7 empty] | 0 | 82 | 0 | 0 | 0 | 0 | 0 | 0 | 0 | 0
6" T8 double, switch start | [7 empty] | 0 | 164 | 0 | 0 | 0 | 0 | 0 | 0 | 0 | 0
2 foot T5 triple | [7 empty] | 0 | 54 | 0 | 0 | 0 | 0 | 0 | 0 | 0 | 0
6" T8 double, electronic | [7 empty] | 0 | 140 | 0 | 0 | 0 | 0 | 0 | 0 | 0 | 0
6" T8 quadruple, switch start | [7 empty] | 0 | 328 | 0 | 0 | 0 | 0 | 0 | 0 | 0 | 0
6" T8 single, electronic | [7 empty] | 0 | 70 | 0 | 0 | 0 | 0 | 0 | 0 | 0 | 0
6" T8 double, electronic | [7 empty] | 0 | 140 | 0 | 0 | 0 | 0 | 0 | 0 | 0 | 0
5" T12 single, switch start | [7 empty] | 0 | 0 | 0 | 0 | 0 | 0 | 0 | 0 | 0 | 0
6" T12 double, electronic | [7 empty] | 0 | 164 | 0 | 0 | 0 | 0 | 0 | 0 | 0 | 0
6" T12 single, switch start | [7 empty] | 0 | 94 | 0 | 0 | 0 | 0 | 0 | 0 | 0 | 0
8 " T12 double, switch start | [7 empty] | 0 | 0 | 0 | 0 | 0 | 0 | 0 | 0 | 0 | 0
CFL 18W single | [7 empty] | 0 | 18 | 0 | 0 | 0 | 0 | 0 | 0 | 0 | 0
2d | [7 empty] | 0 | 38 | 0 | 0 | 0 | 0 | 0 | 0 | 0 | 0
sodium vapour | [7 empty] | 0 | 172 | 0 | 0 | 0 | 0 | 0 | 0 | 0 | 0
incandescant (300 watt) | [7 empty] | 0 | 348 | 0 | 0 | 0 | 0 | 0 | 0 | 0 | 0
dual CFL downlight (2 x 18 W) | 15 | [6 empty] | 15 | 36 | 982.8 | 0 | 0 | 0 | 0 | 0 | 0 | 982.8
tungsten halogen | [7 empty] | 0 | 58 | 0 | 0 | 0 | 0 | 0 | 0 | 0 | 0
flourescent 32 watt | [7 empty] | 0 | 32 | 0 | 0 | 0 | 0 | 0 | 0 | 0 | 0
LED downlight | [7 empty] | 0 | 15 | 0 | 0 | 0 | 0 | 0 | 0 | 0 | 0
LED panel to replace 600x600 T8 louvered array | [7 empty] | 0 | 40 | 0 | 0 | 0 | 0 | 0 | 0 | 0 | 0
Total | 15 | 0 | 0 | 0 | 0 | 0 | 0 | 15 |  | 982.8 | 0 | 0 | 0 | 0 | 0 | 0 | 982.8
Lighting data | [10 empty] | 600x600 2" T8 quadruple
Circuit wattage per luminaire
2" T8 quadruple, electronic | 76
2" T8 quadruple, switch start | 90
4" T8 single, switch start | 45
5" T8 single, switch start | 70
5" T8 double, switch start | 140
5" T8 single, electronic | 58
5" T8 double, electronic | 112
5" T5 double, electronic | 80
6" T8 single, switch start | 82
6" T8 double, switch start | 164
6" T8 double, electronic | 140 | [9 empty] | LED panel
6" T8 quadruple, switch start | 328
6" T8 single, electronic | 70
6" T8 double, electronic | 140
5" T12 single, switch start | 0
6" T12 double, electronic | 164
6" T12 single, switch start | 94
8 " T12 double, switch start | 0
CFL 18W single | 18
2d | 38
sodium vapour | 172
incandescant (300 watt) | 348
tungsten halogen | 58
LED panel to replace 600x600 T8 louvered array | 40
total
ballast | single | double | quadruple
electronic | 21 | 38 | 76
standard | 0 | 0 | 90
standard | 45 | 90 | 0
electronic | 38 | 76 | 0
electronic | 0 | 0 | 152
standard | 70 | 140 | 0
electronic | 58 | 112 | 0
standard | 82 | 164 | 328
electronic | 70 | 140 | 0
electronic | 40 | 80 | 0
standard |  | 0 | 0
standard |  | 0 | 0
standard | 94 | 0 | 0
electronic | 82 | 164
standard |  | 0 | 0
| 18 | 36
38
| 172 | 0 | 0
348
58
Ref
https://www.thelightbulb.co.uk/resources/light_bulb_average_rated_life_time_hours/
ref:https://en.wikipedia.org/wiki/Compact_fluorescent_lamp

## IT Inventory
IT inventory
Total annual energy consumption
printers |  |  | Ref | Printing (w) | standby | Sleep mode | Printing consumption per annum (kwh) | standby (kwh) | Sleep mode (kwh)
1 | Canon | Canon iR-ADV C5550 | https://www.canon.co.uk/for_work/products/office_print_copy_solutions/office_colour_printers/imagerunner_advance_c5500_series/specification.aspx#w67 | 849 | 68 | 0.8 | 0 | 0 | 0 | 0
2 | HP | HP CL CM353 MFP | http://h22235.www2.hp.com/hpinfo/globalcitizenship/environment/productdata/Countries/us/lp_hpcolorlaserjetpromfpm477fdw_us_eng_v1.pdf | 521 | 16 | 2.5 | 0 | 0 | 0 | 0
3 | HP | HP Color LaserJet M552 | https://support.hp.com/gb-en/document/c04659843#AbT4 | 569 | 33.6 | 3.95 | 0 | 0 | 0 | 0
4 | HP | HP LJ 400 Color M451dn | http://h71016.www7.hp.com/html/pdfs/LJPro_400_Color_M451.pdf | 425 | 15 | 4 | 0 | 0 | 0 | 0
5 | HP | HP LJ P2050 | https://hp-laserjet-p2055-printer-series.printerdoc.net/en/regulatory-information/environmental-product-stewardship-program/power-consumption/ | 425 | 15 | 4 | 0 | 0 | 0 | 0
6 | HP | HP LJ P2050 | https://hp-laserjet-p2055-printer-series.printerdoc.net/en/regulatory-information/environmental-product-stewardship-program/power-consumption/ | 425 | 15 | 4 | 0 | 0 | 0 | 0
total | [6 empty] | 0 | 0 | 0 | 0
Hours of operation | Printing per weekday (hours) | Standby per weekday | Sleep per weekday | Printing per weekendday (hours) | Standby per weekend | Sleep per weekendday
Complete weekly hours of operation |  |  |  | 0 | 0 |  | complete operation time
Hours of operation per annum | 0 | 0 | 0 | 0 | 0 | 0
Monitors
Weekdays per annum | Weekend days per annum
260 | 104
Assume hours per day operational | 0
|  |  |  | Operational (w) | standby (w) | Hours operational per annum | hours standby per annum | Consumption per annum operational (kwh) | Consumption per annum standby (kwh) | Total annual consumption (kWh)
1 | HP | HP E232 | https://www.displayspecifications.com/en/model-power-consumption/2906e41 http://www8.hp.com/h20195/v2/GetPDF.aspx/c04784501.pdf | 28 | 0.5 | 0 | 0 | 0 | 0 | 0
2 | HP | HP E232 | https://www.displayspecifications.com/en/model-power-consumption/2906e41 http://www8.hp.com/h20195/v2/GetPDF.aspx/c04784501.pdf | 28 | 0.5 | 0 | 0 | 0 | 0 | 0
3 | HP | HP E232 | https://www.displayspecifications.com/en/model-power-consumption/2906e41 http://www8.hp.com/h20195/v2/GetPDF.aspx/c04784501.pdf | 28 | 0.5 | 0 | 0 | 0 | 0 | 0
4 | HP | HP E232 | https://www.displayspecifications.com/en/model-power-consumption/2906e41 http://www8.hp.com/h20195/v2/GetPDF.aspx/c04784501.pdf | 28 | 0.5 | 0 | 0 | 0 | 0 | 0
5 | HP | HP E232 | https://www.displayspecifications.com/en/model-power-consumption/2906e41 http://www8.hp.com/h20195/v2/GetPDF.aspx/c04784501.pdf | 28 | 0.5 | 0 | 0 | 0 | 0 | 0
6 | HP | HP E232 | https://www.displayspecifications.com/en/model-power-consumption/2906e41 http://www8.hp.com/h20195/v2/GetPDF.aspx/c04784501.pdf | 28 | 0.5 | 0 | 0 | 0 | 0 | 0
7 | HP | HP E232 | https://www.displayspecifications.com/en/model-power-consumption/2906e41 http://www8.hp.com/h20195/v2/GetPDF.aspx/c04784501.pdf | 28 | 0.5 | 0 | 0 | 0 | 0 | 0
8 | HP | HP E232 | https://www.displayspecifications.com/en/model-power-consumption/2906e41 http://www8.hp.com/h20195/v2/GetPDF.aspx/c04784501.pdf | 28 | 0.5 | 0 | 0 | 0 | 0 | 0
9 | HP | HP E232 | https://www.displayspecifications.com/en/model-power-consumption/2906e41 http://www8.hp.com/h20195/v2/GetPDF.aspx/c04784501.pdf | 28 | 0.5 | 0 | 0 | 0 | 0 | 0
10 | HP | HP E232 | https://www.displayspecifications.com/en/model-power-consumption/2906e41 http://www8.hp.com/h20195/v2/GetPDF.aspx/c04784501.pdf | 28 | 0.5 | 0 | 0 | 0 | 0 | 0
11 | HP | HP E232 | https://www.displayspecifications.com/en/model-power-consumption/2906e41 http://www8.hp.com/h20195/v2/GetPDF.aspx/c04784501.pdf | 28 | 0.5 | 0 | 0 | 0 | 0 | 0
12 | HP | HP E232 | https://www.displayspecifications.com/en/model-power-consumption/2906e41 http://www8.hp.com/h20195/v2/GetPDF.aspx/c04784501.pdf | 28 | 0.5 | 0 | 0 | 0 | 0 | 0
13 | HP | HP E232 | https://www.displayspecifications.com/en/model-power-consumption/2906e41 http://www8.hp.com/h20195/v2/GetPDF.aspx/c04784501.pdf | 28 | 0.5 | 0 | 0 | 0 | 0 | 0
14 | HP | HP E232 | https://www.displayspecifications.com/en/model-power-consumption/2906e41 http://www8.hp.com/h20195/v2/GetPDF.aspx/c04784501.pdf | 28 | 0.5 | 0 | 0 | 0 | 0 | 0
15 | HP | HP E232 | https://www.displayspecifications.com/en/model-power-consumption/2906e41 http://www8.hp.com/h20195/v2/GetPDF.aspx/c04784501.pdf | 28 | 0.5 | 0 | 0 | 0 | 0 | 0
16 | HP | HP E232 | https://www.displayspecifications.com/en/model-power-consumption/2906e41 http://www8.hp.com/h20195/v2/GetPDF.aspx/c04784501.pdf | 28 | 0.5 | 0 | 0 | 0 | 0 | 0
17 | HP | HP E232 | https://www.displayspecifications.com/en/model-power-consumption/2906e41 http://www8.hp.com/h20195/v2/GetPDF.aspx/c04784501.pdf | 28 | 0.5 | 0 | 0 | 0 | 0 | 0
18 | HP | HP E232 | https://www.displayspecifications.com/en/model-power-consumption/2906e41 http://www8.hp.com/h20195/v2/GetPDF.aspx/c04784501.pdf | 28 | 0.5 | 0 | 0 | 0 | 0 | 0
19 | HP | HP E231 | http://www.hp.com/united-states/campaigns/elite-products/assets/elitedisplay_e231.pdf | 33 | 0.5 | 0 | 0 | 0 | 0 | 0
20 | HP | HP E231 | http://www.hp.com/united-states/campaigns/elite-products/assets/elitedisplay_e231.pdf | 33 | 0.5 | 0 | 0 | 0 | 0 | 0
21 | HP | HP E231 | http://www.hp.com/united-states/campaigns/elite-products/assets/elitedisplay_e231.pdf | 33 | 0.5 | 0 | 0 | 0 | 0 | 0
22 | HP | HP E231 | http://www.hp.com/united-states/campaigns/elite-products/assets/elitedisplay_e231.pdf | 33 | 0.5 | 0 | 0 | 0 | 0 | 0
23 | HP | HP E231 | http://www.hp.com/united-states/campaigns/elite-products/assets/elitedisplay_e231.pdf | 33 | 0.5 | 0 | 0 | 0 | 0 | 0
24 | HP | HP E231 | http://www.hp.com/united-states/campaigns/elite-products/assets/elitedisplay_e231.pdf | 33 | 0.5 | 0 | 0 | 0 | 0 | 0
25 | HP | HP E231 | http://www.hp.com/united-states/campaigns/elite-products/assets/elitedisplay_e231.pdf | 33 | 0.5 | 0 | 0 | 0 | 0 | 0
26 | HP | HP E231 | http://www.hp.com/united-states/campaigns/elite-products/assets/elitedisplay_e231.pdf | 33 | 0.5 | 0 | 0 | 0 | 0 | 0
27 | HP | HP E231 | http://www.hp.com/united-states/campaigns/elite-products/assets/elitedisplay_e231.pdf | 33 | 0.5 | 0 | 0 | 0 | 0 | 0
28 | HP | HP E231 | http://www.hp.com/united-states/campaigns/elite-products/assets/elitedisplay_e231.pdf | 33 | 0.5 | 0 | 0 | 0 | 0 | 0
29 | HP | HP E231 | http://www.hp.com/united-states/campaigns/elite-products/assets/elitedisplay_e231.pdf | 33 | 0.5 | 0 | 0 | 0 | 0 | 0
30 | HP | HP E231 | http://www.hp.com/united-states/campaigns/elite-products/assets/elitedisplay_e231.pdf | 33 | 0.5 | 0 | 0 | 0 | 0 | 0
31 | HP | HP E231 | http://www.hp.com/united-states/campaigns/elite-products/assets/elitedisplay_e231.pdf | 33 | 0.5 | 0 | 0 | 0 | 0 | 0
32 | HP | HP E231 | http://www.hp.com/united-states/campaigns/elite-products/assets/elitedisplay_e231.pdf | 33 | 0.5 | 0 | 0 | 0 | 0 | 0
Total | [7 empty] | 0 | 0 | 0
Estimate number of monitors needing replacment per annum |  | 3.2 | assume a 10 year replacement cycle for monitors
cost of HP 232 monitor (£) | 0 | https://www.amazon.co.uk/s/?ie=UTF8&keywords=hp+elitedisplay+e232&index=aps&tag=googhydr-21&ref=pd_sl_64a3zv1vdy_b&adgrpid=61677726908&hvpone=&hvptwo=&hvadid=259124417255&hvpos=1t1&hvnetw=g&hvrand=4723899661622206536&hvqmt=b&hvdev=c&hvdvcmdl=&hvlocint=&hvlocphy=9045628&hvtargid=kwd-488598605992
cost of annual monitor replacement | 0
Desktops/laptops
Hours of operation
Weekdays per annum | Weekend days per annum
260 | 104
Assume hours per day each computer operational | 0
|  |  |  | Operational (W) | standby | Hours operational per annum | hours standby per annum | Consumption per annum operational (kWh) | Consumption per annum standby (kWh) | Total (kWh) consumption per annum
1 | HP | HP Compaq 8100 Elite SFF PC | http://www.ecoguide-it.com/en/product/hp/compaq-8100-elite-sff | 41 | 5 | 0 | 0 | 0 | 0 | 0
2 | HP | HP Compaq Elite 8300 SFF | https://support.hp.com/us-en/product/hp-compaq-elite-8300-ultra-slim-pc/5232866/document/c03345460 | 230 | 5 | 0 | 0 | 0 | 0 | 0
3 | HP | HP EliteBook 1030 G1 | https://support.hp.com/vn-en/document/c05105778 | 10 | 4 | 0 | 0 | 0 | 0 | 0
4 | HP | HP EliteBook 1030 G1 | https://support.hp.com/vn-en/document/c05105779 | 10 | 4 | 0 | 0 | 0 | 0 | 0
5 | HP | HP EliteBook 820 G1 | http://www.hp.com/hpinfo/newsroom/press_kits/2013/CommercialPPSFall2013/HPEliteBook820G1NotebookPC_datasheet.pdf | 10 | 4 | 0 | 0 | 0 | 0 | 0
6 | HP | HP EliteBook Folio 1020 G1 | https://support.hp.com/us-en/product/hp-elitebook-folio-1020-g1-notebook-pc/7343089/document/c04576664 | 10 | 4 | 0 | 0 | 0 | 0 | 0
7 | HP | HP EliteBook Folio 1040 G1 | https://support.hp.com/gb-en/document/c04132545#AbT4 | 10 | 4 | 0 | 0 | 0 | 0 | 0
8 | HP | HP EliteBook Folio 1040 G1 | https://support.hp.com/gb-en/document/c04132545#AbT5 | 10 | 4 | 0 | 0 | 0 | 0 | 0
9 | HP | HP EliteBook Folio 1040 G1 | https://support.hp.com/gb-en/document/c04132545#AbT6 | 10 | 4 | 0 | 0 | 0 | 0 | 0
10 | HP | HP EliteBook Folio 1040 G1 | https://support.hp.com/gb-en/document/c04132545#AbT7 | 10 | 4 | 0 | 0 | 0 | 0 | 0
11 | HP | HP EliteBook Folio 1040 G3 | https://www.energystar.gov/productfinder/product/certified-computers/details/2254808 | 10 | 4 | 0 | 0 | 0 | 0 | 0
12 | HP | HP EliteBook Folio 1040 G3 | https://www.energystar.gov/productfinder/product/certified-computers/details/2254809 | 10 | 4 | 0 | 0 | 0 | 0 | 0
13 | HP | HP EliteBook Folio 1040 G3 | https://www.energystar.gov/productfinder/product/certified-computers/details/2254810 | 10 | 4 | 0 | 0 | 0 | 0 | 0
14 | HP | HP EliteBook Folio 1040 G3 | https://www.energystar.gov/productfinder/product/certified-computers/details/2254811 | 10 | 4 | 0 | 0 | 0 | 0 | 0
15 | HP | HP EliteBook Folio 1040 G3 | https://www.energystar.gov/productfinder/product/certified-computers/details/2254812 | 10 | 4 | 0 | 0 | 0 | 0 | 0
16 | HP | HP EliteBook Folio 1040 G3 | https://www.energystar.gov/productfinder/product/certified-computers/details/2254813 | 10 | 4 | 0 | 0 | 0 | 0 | 0
17 | HP | HP EliteBook Folio 1040 G3 | https://www.energystar.gov/productfinder/product/certified-computers/details/2254814 | 10 | 4 | 0 | 0 | 0 | 0 | 0
18 | HP | HP EliteBook Folio 1040 G3 | https://www.energystar.gov/productfinder/product/certified-computers/details/2254815 | 10 | 4 | 0 | 0 | 0 | 0 | 0
19 | HP | HP EliteBook x360 1020 G2 | https://support.hp.com/gb-en/document/c05736970 | 10 | 4 | 0 | 0 | 0 | 0 | 0
20 | HP | HP EliteBook x360 1030 G2 | https://support.hp.com/gb-en/document/c05736971 | 10 | 4 | 0 | 0 | 0 | 0 | 0
21 | HP | HP EliteBook x360 1030 G2 | https://support.hp.com/gb-en/document/c05736972 | 10 | 4 | 0 | 0 | 0 | 0 | 0
22 | HP | HP EliteBook x360 1030 G2 | https://support.hp.com/gb-en/document/c05736973 | 10 | 4 | 0 | 0 | 0 | 0 | 0
23 | HP | HP EliteBook x360 1030 G2 | https://support.hp.com/gb-en/document/c05736974 | 10 | 4 | 0 | 0 | 0 | 0 | 0
24 | HP | HP EliteBook x360 1030 G2 | https://support.hp.com/gb-en/document/c05736975 | 10 | 4 | 0 | 0 | 0 | 0 | 0
25 | HP | HP EliteBook x360 1030 G2 | https://support.hp.com/gb-en/document/c05736976 | 10 | 4 | 0 | 0 | 0 | 0 | 0
26 | HP | HP EliteBook x360 1030 G2 | https://support.hp.com/gb-en/document/c05736977 | 10 | 4 | 0 | 0 | 0 | 0 | 0
27 | HP | HP ProDesk 600 G1 SFF | http://www8.hp.com/h20195/v2/GetPDF.aspx/c04123136.pdf | 16 | 2 | 0 | 0 | 0 | 0 | 0
Total (kWh) | [7 empty] | 0 | 0 | 0
Estimate number of desktops/laptops needing replacement per annum |  | 3 | 3 | assume a 5 year replacement cycle for laptops. 15 laptops in use at anyone time
cost of a HP EliteBook Folio 1040 G3 | 600 | https://systemactive.co.uk/hp-elitebook-folio-1040-g1-notebook-pc-g7u14v.html?utm_source=google_shopping&gclid=Cj0KCQjwuafdBRDmARIsAPpBmVVSaxlrM0WRm9kAhA99m9puDCu1dMVMeObZNt3k5p1mRcMeiWvg9rwaAtVmEALw_wcB
cost of annual laptop replacement | 0
Number of PCs | 0
Number of Laptops | 0
TVs and AV
Weekdays per annum | Weekend days per annum
260 | 104
Assume hours per day each TV operational |  | 0.5
Type | Model | Reference | Operational (W) | standby (W) | Hours operational per annum | hours standby per annum | Consumption per annum operational (kWh) | Consumption per annum standby (kWh) | Total
TV | LG | https://www.energy.gov/energysaver/articles/watch-watts-tips-buying-new-television | 60 | 5 | 0 | 0 | 0 | 0 | 0
TV | LG? | https://www.energy.gov/energysaver/articles/watch-watts-tips-buying-new-television | 60 | 5 | 0 | 0 | 0 | 0 | 0
TV | Small | https://www.energy.gov/energysaver/articles/watch-watts-tips-buying-new-television | 60 | 5 | 0 | 0 | 0 | 0 | 0
Apple TV | Apple TV 4 | https://www.energy.gov/energysaver/articles/watch-watts-tips-buying-new-television | 60 | 5 | 0 | 0 | 0 | 0 | 0
total | [6 empty] | 0 | 0 | 0
Servers
Dell | R630 | See separate server calcs
Dell | R630
Dell | R630
Cisco | UCS C220 M4
|  |  |  | Assume 10 Watts consumption when UPS is fully charged |  |  |  | KWh per annum
UPS
APC | Smart-UPS 3000VA | https://www.apc.com/shop/lt/en/products/APC-Smart-UPS-3000VA-LCD-230V/P-SMT3000I |  | 10 | 0 |  |  | 0
Note on E81: Nick Banks: short idle mode - ie everything up amd running and screen on

## Kitchen inventory
Kitchen Inventory
consumption per annum (kwh)
large larder fridge | 0
Coffee machine | 0
Dish washer | 0
Microwave | 0
kettle | 0
total | 0
Kettle calcs
boils per day | 0
power | 3
time to each boil (hours) | 0.025
working days per year | 260
kWh per annum | 0

## Server inventory
Servers
references | file:///C:/Users/nickb/Downloads/R630_energy_efficiency.pdf
https://ucspowercalc.cloudapps.cisco.com/public/index.jsp#8a7cd42f-2877-2fdc-b4c8-0845583e6757/configureServer/5020/rackmount?isTemplate=false
50% load
Total Number of server units of each type | Server Type | Processor | Power requirement per server type per machine | total power requirement | cooling (btu/hr) | cooling load in watts | total cooling requirement | kwh per annum for server | kWh / annum for cooling | Total cooling and server
0 | Dell poweredge 630 |  | 123 | 0 |  | 120.54 | 0 | 0 | 0 | 0
0 | UCS C220 M4 |  | 239 | 0 |  | 239 | 0 | 0 | 0 | 0
total | [7 empty] | 0 | 0 | 0
Idle
Total Number | Server Type | Processor | Power requirement per server type per machine | total power requirement | cooling (btu/hr) | cooling load in watts | total cooling requirement | kwh per annum for server | kWh / annum for cooling | Total cooling and server
0 | Dell poweredge 630 |  | 69 | 0 |  | 67.62 | 0 | 0 | 0 | 0
0 | UCS C220 M4 |  | 74 | 0 |  | 74 | 0 | 0 | 0 | 0
total | [7 empty] | 0 | 0 | 0
Total server kwh per annum | 0
Total cooling kwh/annum | 0
Operating time | Write hours of use here
|  | Idle hours per annum | 50% load hours per annum
Idle hours per weekday |  | 0
50% load per weekday |  |  | 0
Idle hours per weekend day |  | 0
50% load per weekend day |  |  | 0
Total |  | 0 | 0 | 0
weekend days per year | 104
week days per year | 260
Note on B28: Nick Banks: write hours of use

## Business travel
Business travel
*For return journeys, total distance has been calculated by multiplying mileage for one journey by 2* *For taxi journeys where an origin or destination are not given, total distance has been calculated using the expenses and an estimate of £4 per mile*
Date | Transportation mode | Origin | Destination | Return (Y/N) | Total Distance (miles) | Cost (£) | Total distance km | Co2 factor (kgCO2e/km) | Emissions (kg co2)
| Train | [5 empty] | #REF! | 0.04424 | #REF!
| Train | [5 empty] | #REF! | 0.04424 | #REF!
[8 empty] | Total CO2 | #REF!
Mode | Total distance (miles) | Cost | kg CO2e
Taxi
Train
Plane
Totals | 0 | 0 | 0

## Floor area
Floor area
Floor | Square feet | Square metres
6
5
4
3
2
1
Basement
Total office only - includes basement | 0 | 0
%tage of office in question | Square feet | Square metres
office in question | 0 | 0
total office | 0 | 0
percentage office in question of total office | #DIV/0! | #DIV/0!

## paper calculations
Paper Consumption
Each reams contains 500 sheets of FSC paper
Year | Month | Reams used this month | Sheets used this month | Approx. no. of staff | Sheets per staff
2017 | January |  | 0 | 15 | 0
2017 | February |  | 0 | 15 | 0
2017 | March |  | 0 | 15 | 0
2017 | April |  | 0 | 15 | 0
2017 | May |  | 0 | 15 | 0
2017 | June |  | 0 | 15 | 0
2017 | July |  | 0 | 15 | 0
2017 | August |  | 0 | 15 | 0
2017 | September |  | 0 | 15 | 0
2017 | October |  | 0 | 15 | 0
2017 | November |  | 0 | 15 | 0
2017 | December |  | 0 | 15 | 0
Average |  | #DIV/0! | 0 | 15 | 0
|  | reams | sheets | kg per ream | total kg
Sheets used per annum (2017) |  | 0 | 0 | 3.125 | 0
kg CO2 equivalent per kg virgin pulp paper | 0.95565 |  |  | BTUs:kwh | 3413
kg CO2 per kg recycled paper | 0.7954 |  |  | llbs to kilos | 0.4536
kgCO2 from using existing paper (recycled paper) | 0 |  |  |  | million BTUs | llbs of greenhouse gases | kwh | kg of greenhouse gas
|  |  |  | one tonne virgin paper requires | 42 | 6271 | 12305.8892 | 2844.5256
|  |  |  | one tonne recycled | 24 | 3947 | 7031.9367 | 1790.3592
cost per ream | 0
co2 released in austria/kg paper
Confidential paper |  |  |  | kwh/kg virgin paper | 12.3059 | 3.3964
| 12 months | per month |  | kwh/kg recycled paper | 7.0319 | 1.9408
kg recycled | 425 | 35.4167
|  |  |  | kg CO2 released in manufacture/kg paper austria | 0.276

## Waste
Waste
| kg / week | kg / annum | kg/staff member / annum | tonnes / annum | kg CO2e disposal or recycling/annum | Approximate cost per annum (£)
Residual waste (non recyclate) |  | 0 | #DIV/0! | 0 | 0 | 0
Recyclate waste |  | 0 | #DIV/0! | 0 | 0 | 0
Confidential paper waste (recycled by First Mile) |  | 0 | #DIV/0! | 0 | 0 | 0
Food waste |  | 0 | #DIV/0! | 0 | 0 | 0
WEEE waste and lighting |  | 0 | #DIV/0! | 0 | 0 | 0
Total | 0 | 0 | #DIV/0! | 0 | 0 | 0
| Number of items per annum | kg/annum | tonnes /annum | Co2 per annum (kg CO2) |  | reams per staff member per annum | benchmark best practice
Paper (reams) |  | 0 | 0 | 0 |  | 0 | 7
Monitors |  | 0 | 0 | 0
Computers |  | 0 | 0 | 0
Lighting - LED |  | 0 | 0 | 0 |  |  |  | Waste transfer notes
Lighting - CFL/T5 |  | 0 | 0 | 0
Lighting - Tungsten Halogen |  | 0 | 0 | 0
Total |  | 0 | 0 | 0
https://www.amazon.co.uk/Sylvania-Fluorescent-Tube-Warm-White/dp/B0016PPZD0
Weights
Monitor weight (kg) | 4
Laptop weight (kg) | 3
T5 fluorescent tube weights (kg) | 0.1
CFL weight | 0.1
LED weight | 0.1
Tungsten halogen | 0.1
costs of waste disposal
cost of annual waste collection from surcharge
cost per tonne of residual waste/recyclates and organic
Estimate cost of recycling WEEE
Cost of recycling 25kg | 30
cost per kg | 1.2
Estimate cost of recycling confidential paper waste
Estimate number of kilos of loose shredded paper in a bag | 6
cost per bag | 5

## Water consumption
WATER consumption
Complete water consumption figures here
Read date | read date 2 | days | consumption (m3) | kg CO2 | Consumption charge per unit | Waste charge per unit | Consumption unit charge | Waste unit charge | Fixed standing charge for supply per day | Fixed standing charge for waste per day | standing charge supply | standing charge waste | Total charge
|  | 0 | 0 | 0 | 1.3175 | 0.8428 | 0 | 0 | 0.16296 | 1.3696 | 0 | 0 | 0
|  | 0 | 0 | 0 | 1.3289 | 0.8214 | 0 | 0 | 0.16841 | 1.4459 | 0 | 0 | 0
|  | 0 | 0 | 0 | 1.3289 | 0.8214 | 0 | 0 | 0.16841 | 1.4459 | 0 | 0 | 0
|  | 0 | 0 | 0 | 1.3289 | 0.8214 | 0 | 0 | 0.16841 | 1.4459 | 0 | 0 | 0
Total |  | 0 | 0 | 0 | [8 empty] | 0
Water cost factors
total water consumption (m3) | 0
cost of unit (m3) of consumption 2017 (£) | #DIV/0!
cost of m3 of disposal (£) | #DIV/0!
Water CO2 factors | kg Co2/m3
Water supply | 0.344
Water disposal | 0.708
Total | 1.052
Allocatable to XXX based on floor area (m3) | 0
Water inventory
Water | Staff | staff occupancy factor | estimated number of staff present on any one day | litres per use | No of uses per day per member of staff | litres/day | Days | m3/yr
Toilets | 0 | 75% | 0 | 9.5 | 5 | 0 | 250 | 0
Handwash | 0 | 75% | 0 | 0.5 | 5 | 0 | 250 | 0
Drinks | 0 | 75% | 0 | 0.2 | 5 | 0 | 250 | 0
Cleaning | 0 | 75% | 0 |  |  | 100 | 250 | 25
dishwasher | 0 | 75% | 0 | 17 |  | 17 | 250 | 4.25
Washing up | 0 | 75% | 0 | 2 | 1 | 0 | 250 | 0
Total | [5 empty] | 117 |  | 29.25
average litres of water to handwash one item | 0.45
OGC benchmarks | m3/person/annum | XXX benchmarks | XXX actual allocated | XXX calculated bottom up
typical office | 9.3 | 0 | 0 | 29.25
best practice | 6.4 | 0
Assume WDD displace 1 litre | 8.5
Savings from WDD
| current (m3/annum) | consumption with WDD | savings per annum (m3) | Value of savings per annum (£) | kg CO2 savings per annum
Current consumption | 0 | 0 | 0 | #DIV/0! | 0
Current disposal | 0 | 0 | 0 | #DIV/0! | 0
|  |  |  | #DIV/0! | 0
Note on E26: Nick Banks: have aerated taps therfore half usual amount
Note on E29: Nick Banks: source - market transformation program bnw16
Note on G29: Nick Banks: assume 1 use per day
Note on A33: Nick Banks: source: market transformation program

## Materials use
Materials use
| Number of items requiring replacement per annum | kg/annum | CO2e per annum (kg) | reams per staff member per annum | benchmark best practice
Paper (reams) | 0 | 0 | 0 | 13.8 | 7
Monitors | 0 | 0 | 0
Computers | 0 | 0 | 0
Total |  | 0 | 0

## Lifts
Lift calculation
Lift energy consumption calcuated using on line calculator here: https://www.thyssenkruppelevator.com/Tools/energy-calculator
Assumptions | scenario 1 | scenario 2
3 lifts
drive type | SCR-6Pulse | SCR-6Pulse
application | geared | geared
capacity | 2500 lbs | 2500 lbs
cab lighting | Halogen | LED
auto light shut-off | 0ff | on
auto exhaust fan shut off - off | off | on
energy consumption per annum (kWh) | 12506 | 6683
Company XXX share of the space | 0
Allocation to company XXX (kWh) | 0 | 0
Lifts total current

## Heating
Heating
Heating / annum (kwh) | 0
Hot water / annum (kWh) | 0
Total gas consumption | 0

## Hot water
Hot water
Water is heated centrally in an electric calorifier. Water is heated to 60 degrees right up to the tap. It is mixed on the hot water side just before emerging from the tap. A thermostatic mixer valve prevents scalding. The building has a water meter. The calorifier is fitted with a time control. The hot water systems are described as in good condition, free from leaking and corrosion. The taps are fitted with pressure reducing valves so that water is not blasting from the tap.
Estimate of hot water energy consumption
kWh/m2/annum
Benchmark for AC office | 10 | assumes moderately efficient and only light use of kithen (not a catering kitchen)
Area of office | 0
Electric Hot water consumption per annum (kwh) | 0
Gas hot water consumption | 0

## General reference data
Conversion factors and reference data
Energy costs | (£/kWh)
cost of day rate electricity | 0.13
cost of night rate | 0
Average cost of natural gas | 0.04
Number of employees | 0
Floor area | 0
Floor area per employee | #DIV/0!
Fuel conversion factors | kg CO2e/kwh | Note - does the organisation take green tariff electricity and gas?
grid electricity | 0.28307
natural gas | 0.18416
fuel oil | 0.26789
oil | 0.28499
Miles to km | 1.6093
Operating hours
At least 25% occupied | Start | End | Total hours
Monday | 8:00 | 18:00 | 10:00
Tuesday | 8:00 | 18:00 | 10:00
Weds | 8:00 | 18:00 | 10:00
Thursday | 8:00 | 18:00 | 10:00
Friday | 8:00 | 18:00 | 10:00
Saturday | 0:00 | 0:00 | 0:00
Sunday | 0:00 | 0 | 0:00
Total hours occupancy per week |  |  | 50

## 1. Environmental policy
Environmental policy
Environmental policy savings | Base annual waste or water or materials management cost (£) | Kg or m3 generated or consumed / annum | Co2 generation (kg co2e / annum) | % saving | Unit savings (kg or m3) | Saving (£/annum) | Saving (kg CO2e/annum) | Install cost (£) | Payback (years)
Confidential paper waste | 0 | 0 | 0 | 2.5 | 0 | 0 | 0 | 0 | NA
Food waste | 0 | 0 | 0 | 2.5 | 0 | 0 | 0 | 0 | NA
WEEE waste and lighting | 0 | 0 | 0 | 2.5 | 0 | 0 | 0 | 0 | NA
Water | 0 | 0 | 0 | 2.5 | 0 | 0 | 0 | 0 | NA
Totals |  |  | 0 |  |  | 0 | 0 | 0 | NA
https://www.amazon.co.uk/Sylvania-Fluorescent-Tube-Warm-White/dp/B0016PPZD0
Weights
Monitor weight (kg) | 4
Laptop weight (kg) | 3
T5 fluorescent tube weights (kg) | 0.1
CFL weight | 0.1
LED weight | 0.1
Tungsten halogen | 0.1
cost of annual waste collection from surcharge | 1057
cost per tonne of residual waste/recyclates and organic | #REF!
Estimate cost of recycling WEEE
Cost of recycling 25kg | 30
cost per kg | 1.2
Estimate cost of recycling confidential paper waste
Estimate number of kilos of loose shredded paper in a bag | 6
cost per bag | 5
Develop existing environmental policy, strategy and action plan
Costs and savings |  | Saving (units annum) | Saving (£/ | Saving | Install cost (£) | Payback (years)
|  |  | annum) | (kg CO2e/
annum)
Non recyclate (kg)
Recyclate waste (kg)
Confidential paper waste (kg)
Food waste (kg)
WEEE waste and lighting (kg)
Water (m3)
Paper (kg)
Total
Rationale | XXX is an organisation with a track record of managing its estates and affairs in an ethical and environmentally responsible manner. At present the Arcadia trust gives up 50 million per year to environmental causes therefore it is appropriate that the activities of the XXX offices are supported with an environmental policy and strategy. Having an environmental policy and strategy in place will bring a number of benefits:
· it will galvanise the organisation to put itself on a path to continual improvement of its environmental performance,
· it will clarify what the organisation is trying to achieve and help align wider business objectives with environmental objectives,
· it will increase staff morale and retention and help attract the best candidate for new roles (people like to work for organisations that take their environmental and social responsivities seriously,
· some activities having an environmental benefit, such as energy efficiency, also makes sense from a financial perspective,
· it will result in an organisation that is better managed, able to assess and deal with risk, minimise impacts and capture a wide range of benefits,
· it will provide reassurance to all those that interact with the organisation that dealings will be fair and ethical and that environmental impacts will be minimised.
The environmental policy and strategy should consider all XXX’s principle environmental impacts including those from energy use and business travel, however these impacts are so significant in their own right that they merit separate policy and strategy respectively. All should be integrated in an overarching environmental policy.
As an indication, financial savings and carbon benefits from a 2.5 % reduction in waste streams and paper use at the XXX office are shown above (stimulated by greater environmental awareness and small changes to policies and procedures as set out in a strategy). Separate indicative calculations have been made for an energy and business travel policies and strategies.
Detail | The policy and strategy should:
· identify XXX’s principle environmental impacts,
· determine which are significant and which should be monitored, reported and mitigated.
· describe how targets are derived,
· describe mitigation measures required to meet targets
· describe the regulations for management of each environmental impact
· include tools and procedures for monitoring the progress of the strategy and calculating the savings and other benefits.
· include consideration for how staff can play their part. For example, training in climate change issues could be offered.
The policy and strategy should follow best practice and, it is suggested, be broadly structured around the framework developed by the international standard ISO14001:2004. Stages in the process of developing and implementing an environmental management system are summarised below.
Next steps and guidance | Review guidance on implementing an environmental management system (EMS) meeting the ISO14001 standard. Note that XXX does not have to implement an EMS which meet the ISO 14001 standard nor even get an EMS which did meet the standard certificated as meeting the standard (by an accredited external auditor). But some of the procedures in 14001 will be useful for managing impacts across the XXX estates. XXX can choose which procedures are most useful.

## 2. Energy policy
Energy policy and action plan
| Base energy cons kWh | % saving | kWh saving | Cost savings | CO2 savings (kg) | Install cost | Payback
total electricity use | 0 | 2.5% | 0 | 0 | 0 | 0 | NA
total gas use | 0 | 2.5% | 0 | 0 | 0 | 0 | NA
Totals |  |  | 0 | 0 | 0 | 0 | NA
Develop and implement formal energy policy and strategy
Costs and savings |  | Saving (kWh/annum) | Saving (£/annum) | Saving | Install cost (£) | Payback (years)
(kg CO2e/annum)
electricity
gas
Total
Rationale | An integrated energy policy with an individual responsible for overseeing its delivery is the cornerstone that ensures measures are implemented and a process of continual improvement is established. As well as influencing procurement and Capital Expenditure (CAPEX) decisions the policy and associated strategy should also seek to raise energy awareness amongst staff thereby instilling an energy management culture in the office. This will invariably lead to an improvement in energy housekeeping. For example, as a result of implementing an energy management policy one should expect greater diligence in turning off unnecessary lighting, improvements in ensuring correct timeclock settings and in reporting any observed energy wastage. For this reason there is a direct energy saving benefit from implementing a policy.
The main intention with this measure will be to provide a structured approach to energy management and a ‘feedback loop’ that can respond to change. It is anticipated that implementing a formal energy policy should lead to overall energy savings of 2.5% in the first year. Implementation would effectively be free, and would take only a small amount of key individuals’ time.
Detail | At present XXX Company has a draft n environmental management policy but no formally adopted energy management policy or strategy. Therefore it is recommended that a staff member is identified who will have responsibility for drafting and overseeing the implementation of an energy management policy and associated strategy.
The policy should address monitoring and targeting, energy awareness amongst staff and be integrated into any wider environmental policy. The structure of the policy should be as follows:
· A statement of commitment
· A number of clear objectives and targets
· Achievement of each objective linked to specified resources and responsibilities
· A summary of how the policy objectives are to be achieved in an action plan
· Some mechanism for reviewing the progress of the policy
In particular the energy policy for XXX Company should cover the following areas:
1. Regular monitoring and recording of energy use
2. Measure for feedback on energy consumption presented to staff (display board, intranet, IT platform etc.)
3. Measures for staff to report issues (broken equipment, dripping taps etc)
4. Management of heating – correct settings of occupancy times for the various blocks. Use of optimal start and stop
5. Management of IT (e.g. switching off monitors at the end of the working day)
6. Lighting – switching off lighting in unoccupied areas
7. Control of air conditioning equipment – particularly use of set points and creation of a dead zone to ensure heating and cooling is not operating simultaneously
8. Control of Thermostatic Radiator Valves and any other local controls
9. Descriptions of training needs of different building users and proposal for a programme of training
10. Procurement of energy efficient equipment. Procurement of energy efficient office space.
11. Policy on Carbon offsetting
The strategy set out in the policy should be reviewed annually and all staff and trainees kept informed of progress in relation to any targets that are specified. Key staff should be identified and Energy Champions appointed who would have responsibility for identifying issues relating to energy wastage and promoting basic energy management measures such as turning off lights, adjusting heating settings appropriately, maximising incoming natural light etc.
Guidance on producing an energy policy is found in the publications listed at the end of this section.
Next steps and guidance | The office manager should convene a small group of individuals to develop the policy and steer its implementation. It is recommended that the group should consist of the office manager and site managers at Corrair and Wadhurst the business manager.
· CTG001 Management Guide – Creating an awareness campaign
· Consult the 5 step methodology in Carbon Trust document “Energy Management Strategy” (CTV022).
· Implementation advice is also available in the Carbon Trust document “Practical Energy Management” (CTV023)

## 3. Business travel policy
Business travel policy
| Base annual waste or water or materials management cost (£) | Kg or m3 generated or consumed / annum | Co2 generation (kg co2e / annum) | % saving | Unit savings (miles of travel avoided) | Saving (£/annum) | Saving (kg CO2e/annum) | Install cost (£) | Payback (years)
Avoid 5% of annual business mileage |  |  |  |  | 0 | 0 | 0 | 0 | NA
Transfer 5 % of Plane miles to rail |  |  |  |  | 0 | #DIV/0! | #DIV/0! | 0 | NA
Totals |  |  |  |  | 0 | #DIV/0! | #DIV/0! | 0 | NA
Mode | Total distance (miles) | Cost | kg CO2e | Cost per mile
Taxi |  |  |  | #DIV/0!
Train |  |  |  | #DIV/0!
Plane |  |  |  | #DIV/0!
Totals | 0 | 0 | 0
Avoid 5% of annual business mileage
Mode | Total distance (miles) | 5 % saving on miles | Cost | Cost saving | kg CO2e | Co2 saving
Taxi | 0 | 0 | 0 | 0 | 0 | 0
Train | 0 | 0 | 0 | 0 | 0 | 0
Plane | 0 | 0 | 0 | 0 | 0 | 0
Totals | 0 | 0 | 0 | 0 | 0 | 0
Unit savings (miles across all 3 modes) | 0
Cost saving (£) | 0
CO2 saving (kg) | 0
Transfer 5 % of Plane miles to rail
Mode | Total distance (miles) | Cost | cost profile after 5% shift of plane miles to rail | Original kg CO2e | co2 profile following 5% shift
Taxi | 0 | 0 | 0 | 0 | 0
Train | 0 | 0 | #DIV/0! | 0 | #REF!
Plane | 0 | 0 | 0 | 0 | 0
Totals | 0 | 0 | #DIV/0! | 0 | #REF!
Unit savings | 0 | same distance travelled
cost saving (£) | #DIV/0!
CO2 saving (kg) | #DIV/0!
Develop business travel policy
Costs and savings |  | Saving (passenger miles annum) | Saving (£/annum) | Saving | Install cost (£) | Payback (years)
(kg CO2e/
annum)
| Avoid 5% of annual business mileage (taxi, rail and plane) | 1289 | 357 | 334 | 0 | NA
| Transfer 5 % of Plane miles to rail | 0 | -166 | 877 | 0 | NA
| Total | 1289 | 191 | 1212 | 0 | NA
Rationale | After electricity use, business travel is the next largest source of XXX Companys CO2 emissions (13% of emissions). 90% of these emissions are from plane travel.
Business travel is an area where policy and procedures can have a direct influence on the frequency of travel and travel mode. Therefore it is recommended that XXX Company develop a business travel policy and decision support tool to guide the organisation to more sustainable methods of conducting meetings and communicating externally and internally. Estimates of savings are provided above from avoiding 5% of annual business mileage (taxi, rail and plane) (through planning meetings better, teleconferencing etc.).
During 2017 there were 17 short haul flights. The priority of the business travel policy must be to obviate the need for these flights wherever possible via either meeting virtually or using rail travel instead: rail travel releases around 0.044 kg CO2e/passenger km. This is around 1/7th of the emissions of short haul domestic plane travel per passenger km (0.298 kg CO2e/km). Therefore there is a strong environmental argument to use rail over planes wherever possible. Estimates of savings are provided above from transfer 5 % of plane miles to rail.
For particular destinations that are visited often it may be worthwhile doing a travel plan to assess whether rail really is any longer once connection and check in times etc. are included. Often the time difference between plane and rail e.g. for trips to Glasgow and Edinburgh will be marginal.
Note that a switch to rail travel is always environmentally beneficial but not actually cheaper per passenger mile. As the figures show above, transferring 5% of XXX Company passenger miles from plane to rail will actually cost an additional £166. CO2 savings are significant though: around 1.2 tonnes per annum saved.
Detail | Develop a business travel policy and associated decision support tool which discourages all forms of travel unless absolutely necessary:
If a method of travel is required use a mode hierarchy:
Specific recommendations for the business travel policy and support tool are as follows:
1. Encourage rail over plane travel
Conversations with XXX Company staff suggest that some of the plane trips could be transferred to rail but that there is limited scope because of the extreme journey times this would entail.
It is worth evaluating whether the enhanced ability to do desk work while travelling by rail over plane travel could be a counter balancing argument for the desirability of rail travel. Staff did suggest viable alternatives to current practice for staff travel. These included greater use of conference calling, video-conferencing, working from home and planning meetings so that a number of meetings can be held together rather than each requiring a separate flight.
2. Choose green taxi companies that provide eco-friendly cars
Electric or hybrid vehicles produce far fewer CO2e emissions per passenger mile. There are a number of taxi companies which maintain fleets of hybrid vehicles. Green Tomato Cars specialise in a “green and ethical car service” in London. They provide only low emission vehicles and “double offset” all their CO2 emissions (www.greentomatocars.com)
3. Avoiding physical meetings
It is important to acknowledge that physical meetings are sometimes essential - when trust and rapport needs to be built physically being in one another’s presence is vital. However wherever possible XXX Company should make greater use of conference calling, video-conferencing, working from home and planning meetings so that a number of meetings can be held together rather than each requiring a separate flight
4. Monitor business travel
Develop a spreadsheet tool that allows business travel to be easily recoded and its associated environmental impacts automatically calculated. The CO2 emissions should be included in an annual report of XXX Company’s total CO2 emissions.
5. Develop or procure a sustainable journey planner
Employees can quickly calculate and assess the relative environmental impacts of their travel choices if a journey planner is developed. Proprietary planners already exist (e.g. see http://journeyplanningportal.com/, but it may be possible to produce an in-house version)
Next steps and guidance | An example of a corporate journey planner is the Atkins Journey Planner: http://journeyplanningportal.com/wp-content/uploads/2015/03/JPP_leaflet_05_web.pdf. This s overkill for XXX Company’s needs but useful in indicating an approach that XXX Company could replicate with its own in house tools.
WWF have developed resources and planning tools to help manage business travel more sustainably. This goes under the title of the “One in 5 challenge” toolkit http://assets.wwf.org.uk/downloads/wwf_business_toolkit_report.pdf

## 4. EE awareness
Raise EE awareness
| Base energy cons kWh | % saving | kWh saving | annual cost savings | CO2 savings | Cost | Payback
total electricity use | 0 | 2.5% | 0 | 0 | 0 | 0 | #DIV/0!
total gas use | 0 | 2.5% | 0 | 0 | 0 | 0 | #DIV/0!
Totals |  |  | 0 | 0 | 0 | 0 | #DIV/0!
cost of awareness campaign | 0
Note on C6: Nick Banks: estimated

## 5. M&T
Implement M&T regime
| Base energy cons kWh | % saving | kWh saving | annual cost savings (£) | CO2 savings | Cost | Payback
total electrcity use | 0 | 5% | 0 | 0 | 0 | 0 | #DIV/0!
total gas use | 0 | 5% | 0 | 0 | 0 | 0 | #DIV/0!
Totals |  |  | 0 | 0 | 0 | 0 | #DIV/0!
cost of M and T | 0
Note on C6: kevin: source: CTV023 5-10% from actions after M&T

## 6. Green roof
Green roof
| Base energy cons kWh | % saving | Saving (kWh/annum) | Saving (£/annum) | Saving (kg CO2e/annum) | Install cost (£) | Payback (years)
Electrical cooling and heating |  |  | 0 | 0 | 0 | 0 | #DIV/0!
Totals |  |  | 0 | 0 | 0 | 0 | #DIV/0!
saving per square metre (kwh/annum/m2) | 20 | 2 litres of fuel oil from german study | https://livingroofs.org/energy-conservation/
estimated area of the roof to be covered with green roof | 0 | complete area of roof here
estimates annual saving | 0
cost per m2 installed | 120 | http://www.thegreenroofcentre.co.uk/green_roofs/faq | assumes semi -intensive roof
estimated cost | 0
Install a green roof
Costs and savings |  | Saving (units annum) | Saving (£/annum) | Saving | Install cost (£) | Payback (years)
(kg CO2e/ annum)
| Electricity for cooling and heating | 2000 | 203 | 566 | 12000 | 59
| Total | 2000 | 203 | 566 | 12000 | 59
Rationale | JLL should consider installing a small “semi-intensive” green roof at 5 Young St. This would work well with the existing garden on the 6th floor terrace and provide a number of other benefits: Green roofs:
· protect the existing roof from weathering thereby considerably extending its life
· add to the insulation values of the roof – keeping the space beneath warmer in winter and cooler in summer
· enhance biodiversity – particularly important in built up areas
· improve the appearance of the roof
· attenuate noise
· reduce urban heat island effect - particularly important in cities such as London
· act as a sponge thereby addressing excessive surface run off
Detail | The roof area at 5 Young Street is constructed as an inverted roof. A concrete slab is overlaid with insulation held in place with paving slabs. This is a common construction style for flat roofs on large commercial buildings.
Figure 22: Possible site for a green roof at Young Street
A number of green rood builders have developed systems that are suited to installation of a green roof over the inverted roof.
This style of “extensive” green roof should be avoided if possible as it has very little to offer from a biodiversity perspective and is effectively a mat of vegetation (often sedums). Roofs encouraging much greater biodiversity are possible but these involve more “intensive” deeper planting and are more expensive to install and maintain.
It is not possible to provide accurate calculations of the savings from a green roof as a result of its insulating properties because little work has done to quantify the effects and it is a dynamic system – its insulating and cooling properties change through the year. However one estimate from Germany for a semi-intensive roof such as proposed here is that each m2 of green roof saves around 2 litres of fuel oil per annum – or around 20 kWh/m2/annum.
Next steps and guidance | With around 100 m2 of roof space available at 5 Young street this equates to a saving of around 2000 kwh / year. Consequently, as installed costs are around £120 /m2 for a semi-intensive (biodiverse) roof these savings mean a payback of around 59 years. Therefore fuel savings alone from green roofing do not make a compelling economic case for this measure however JLL and XXX Company may consider that a green roof is nonetheless desirable because of all the additional benefits that they bring.
Figure 23: Green roof on the Barclays tower in Canary Wharf

## 7. PV on the roof
Photovoltaic array on the roof
| Base energy cons kWh | % saving | Energy generation (kWh/annum) | Saving (£/annum) | Saving (kg CO2e/annum) | Install cost (£) | Payback (years)
|  |  | 0 | 0 | 0 | 0 | #DIV/0!
Totals |  |  | 0 | 0 | 0 | 0 | #DIV/0!
Scheme closes to new applicants 1/April/2019 | https://www.ofgem.gov.uk/environmental-programmes/fit/applicants
Calculations
Fit export | 5.24
Fit subsidy rate (assume middle rate and 0-10 kW banding) | 3.47
Estimate area of roof available for the array
kWpeak / m2 monocrystaline | 0.14612
Kwpeak for array on roof | 0
kWh / kWpeak | 1100
kWh generated / annum | 0
tariff subsidy (£) | 0
estimate of exports | 0
value of displaced energy | #REF!
total annual value | #REF!
install cost per kwp (£) | 1509 | https://www.gov.uk/government/statistics/solar-pv-cost-data
total install cost | 0
Co2 savings per annum (kg) | #REF!
KW peak per m2 calculations
Length: 1675mm | http://www.inbalance-energy.co.uk/articles/solar_panels_pv_calculator.html
Width: 1001mm
Depth 31mm
Output: 245Wp
area | 1.6767
kWpeak | 0.245
kWpeak/m2 | 0.14612
Solar panel installation over the green roof
Costs and savings |  | Saving (units annum) | Saving (£/annum) | Saving | Install cost (£) | Payback (years)
(kg CO2e/
annum)
| 6 kWp PV array | 6429 | 874 | 1820 | 8820 | 10
| Total | 6429 | 874 | 1820 | 8820 | 10
Rationale | The recommendation for a green roof does not preclude additionally installing a solar array integrated with the green roof (see below). Solar panels work more efficiently the cooler they are. Green roofs cool the roof and the air immediately around it so combining the green roof with the solar array is a nice way of getting the best out of a photovoltaic solar installation whilst at the same time capturing the benefits of a green roof.
Photovoltaic arrays are now a 1/3 of the install cost of 20 years ago. Hence they are a maintenance free and relatively low cost method of generating renewable energy and reducing an organisation’s carbon footprint.
Detail | It is estimated that a PV array of about 40 m2 could be accommodated on the roof. One square metre of monocrystalline PV panel will generate around 0.146 kWpeak of power. Hence 40 m2 will create an array capable of producing 40*0.146 = 5.8 kW under optimal sunny conditions. In the southeast of England using monocrystalline panels each kWpeak of capacity will generate around 1100 kWh of electricity over the year hence an array with a 5.8 kWpeak capacity will generate 5.8*1100 = 6429 kWh per annum.
Generation from PV is subject to the Feed in Tariff. The government will subsidise each unit of electricity generated by the system at a rate of 3.47pence/kWh. The government will also pay for any electricity generated by the system at a rate of 5.24 p/kWh. See www.ofgem.gov.uk/environmental-programmes/fit/fit-tariff-rates for the latest generation and export tariff rates.
Calculations here assume that all of the generation from the panels will be consumed by the building rather than exported as the building is in use during the same period that the panels are generating.
The cost of the installed system is based on the latest install cost for PV arrays of this size (https://www.gov.uk/government/statistics/solar-pv-cost-data). This is around £1500 per kWpeak.
Next steps and guidance | The Feed in Tariff will be closed to new applications from 1st April 2019. It is not known if a subsidy to replace the existing FiT subsidy will be instituted. Further guidance on the costs of PV, the Feed in tariff and details of installers certified to install PV under the FiT scheme are available from Ofgem (www.ofgem.gov.uk/environmental-programmes/fit) and the Microgeneration Certification Council (www.microgenerationcertification.org/)
Figure 24: Bauder award winning green roof in Streatham

## 8a 8b Lighting upgrade
Lighting measures
Measures summary | [10 empty] | Measure 1 example:
| Base energy cons kWh | % saving | Saving (kWh/annum) | Saving (£/annum) | Saving (kg CO2e/annum) | Install cost (£) | Payback (years) |  |  |  | Replace this: (T8 x4) 600 x 600 fitting |  |  | with this: LED equivalent 600 x 600 fitting
Measure 1: Write title of measure here - e.g. replace 2" T8 quadruple, electronic ballast with LEDs panel equivalent | 0 |  | 0 | 0 | 0 |  | #DIV/0!
Measure 2: write title of second measure here |  |  | 0 | 0 | 0 |  | #DIV/0!
Totals |  |  | 0 | 0 | 0 | 0 | #DIV/0!
Lighting operational hours in each space
| office corridor | offices | boardroom | toilets | stationary room | server room | kitchen
Lighting on (hrs/day) | 2 | 8 | 0 | 0 | 0 | 0 | 0
Lighting on (days/week) | 5 | 5 | 5 | 5 | 5 | 5 | 5
Lighting on (weeks) | 52 | 52 | 52 | 52 | 52 | 52 | 52
Lighting on (hrs per annum) | 520 | 2080 | 0 | 0 | 0 | 0 | 0
Lighting inventory
| Numbers of lighting fittings in each room. | [8 empty] | Electricity consumption per annum in each room
| corridor | offices | boardroom | toilets | stationary room | server room | kitchen | Total | Circuit wattage per luminaire | Energy usage corridor kWh | Energy usage offices | Energy usage boardroom | Energy usage toilets | Energy usage stationary room | Energy usage server room | Energy usage kitchen | Total
2" T8 quadruple, electronic | 0 | 0 | 0 | 0 | 0 | 0 | 0 | 0 | 76 | 0 | 0 | 0 | 0 | 0 | 0 | 0 | 0
2" T8 quadruple, switch start | 0 | 0 | 0 | 0 | 0 | 0 | 0 | 0 | 90 | 0 | 0 | 0 | 0 | 0 | 0 | 0 | 0
4" T8 single, switch start | 0 | 0 | 0 | 0 | 0 | 0 | 0 | 0 | 45 | 0 | 0 | 0 | 0 | 0 | 0 | 0 | 0
5" T8 single, switch start | 0 | 0 | 0 | 0 | 0 | 0 | 0 | 0 | 70 | 0 | 0 | 0 | 0 | 0 | 0 | 0 | 0
5" T8 double, switch start | 0 | 0 | 0 | 0 | 0 | 0 | 0 | 0 | 140 | 0 | 0 | 0 | 0 | 0 | 0 | 0 | 0
5" T8 single, electronic | 0 | 0 | 0 | 0 | 0 | 0 | 0 | 0 | 58 | 0 | 0 | 0 | 0 | 0 | 0 | 0 | 0
5" T8 double, electronic | 0 | 0 | 0 | 0 | 0 | 0 | 0 | 0 | 112 | 0 | 0 | 0 | 0 | 0 | 0 | 0 | 0
5" T5 double, electronic | 0 | 0 | 0 | 0 | 0 | 0 | 0 | 0 | 80 | 0 | 0 | 0 | 0 | 0 | 0 | 0 | 0
6" T8 single, switch start | 0 | 0 | 0 | 0 | 0 | 0 | 0 | 0 | 82 | 0 | 0 | 0 | 0 | 0 | 0 | 0 | 0
6" T8 double, switch start | 0 | 0 | 0 | 0 | 0 | 0 | 0 | 0 | 164 | 0 | 0 | 0 | 0 | 0 | 0 | 0 | 0
2 foot T5 triple | 0 | 0 | 0 | 0 | 0 | 0 | 0 | 0 | 54 | 0 | 0 | 0 | 0 | 0 | 0 | 0 | 0
6" T8 double, electronic | 0 | 0 | 0 | 0 | 0 | 0 | 0 | 0 | 140 | 0 | 0 | 0 | 0 | 0 | 0 | 0 | 0
6" T8 quadruple, switch start | 0 | 0 | 0 | 0 | 0 | 0 | 0 | 0 | 328 | 0 | 0 | 0 | 0 | 0 | 0 | 0 | 0
6" T8 single, electronic | 0 | 0 | 0 | 0 | 0 | 0 | 0 | 0 | 70 | 0 | 0 | 0 | 0 | 0 | 0 | 0 | 0
6" T8 double, electronic | 0 | 0 | 0 | 0 | 0 | 0 | 0 | 0 | 140 | 0 | 0 | 0 | 0 | 0 | 0 | 0 | 0
5" T12 single, switch start | 0 | 0 | 0 | 0 | 0 | 0 | 0 | 0 | 0 | 0 | 0 | 0 | 0 | 0 | 0 | 0 | 0
6" T12 double, electronic | 0 | 0 | 0 | 0 | 0 | 0 | 0 | 0 | 164 | 0 | 0 | 0 | 0 | 0 | 0 | 0 | 0
6" T12 single, switch start | 0 | 0 | 0 | 0 | 0 | 0 | 0 | 0 | 94 | 0 | 0 | 0 | 0 | 0 | 0 | 0 | 0
8 " T12 double, switch start | 0 | 0 | 0 | 0 | 0 | 0 | 0 | 0 | 0 | 0 | 0 | 0 | 0 | 0 | 0 | 0 | 0
CFL 18W single | 0 | 0 | 0 | 0 | 0 | 0 | 0 | 0 | 18 | 0 | 0 | 0 | 0 | 0 | 0 | 0 | 0
2d | 0 | 0 | 0 | 0 | 0 | 0 | 0 | 0 | 38 | 0 | 0 | 0 | 0 | 0 | 0 | 0 | 0
sodium vapour | 0 | 0 | 0 | 0 | 0 | 0 | 0 | 0 | 172 | 0 | 0 | 0 | 0 | 0 | 0 | 0 | 0
incandescant (300 watt) | 0 | 0 | 0 | 0 | 0 | 0 | 0 | 0 | 348 | 0 | 0 | 0 | 0 | 0 | 0 | 0 | 0
dual CFL downlight (2 x 18 W) | 0 | 0 | 0 | 0 | 0 | 0 | 0 | 0 | 36 | 0 | 0 | 0 | 0 | 0 | 0 | 0 | 0
tungsten halogen | 0 | 0 | 0 | 0 | 0 | 0 | 0 | 0 | 58 | 0 | 0 | 0 | 0 | 0 | 0 | 0 | 0
flourescent 32 watt | 0 | 0 | 0 | 0 | 0 | 0 | 0 | 0 | 32 | 0 | 0 | 0 | 0 | 0 | 0 | 0 | 0
LED downlight | 0 | 0 | 0 | 0 | 0 | 0 | 0 | 0 | 15 | 0 | 0 | 0 | 0 | 0 | 0 | 0 | 0
LED panel to replace 600x600 T8 louvered array | 0 | 0 | 0 | 0 | 0 | 0 | 0 | 0 | 40 | 0 | 0 | 0 | 0 | 0 | 0 | 0 | 0
Total | 0 | 0 | 0 | 0 | 0 | 0 | 0 | 0 |  | 0 | 0 | 0 | 0 | 0 | 0 | 0 | 0
Calculator for efficient lighting measures
Measure 1: Eg. Replace all 2" T8 quadruple 600x600 fittings with LED alternative. Suggested to create a new table for each efficient lighting measure to be tested.
| Numbers of lighting fittings in each room. | [8 empty] | Electricity consumption per annum in each room
| corridor | offices | boardroom | toilets | stationary room | server room | kitchen | Total | Wattage per luminaire in efficient replacement scenario. For clarity only do one lamp replacement type per table. If a range of efficient lighting replacements are to be installed copy and paste a new table | Energy usage corridor kWh | Energy usage offices | Energy usage boardroom | Energy usage toilets | Energy usage stationary room | Energy usage server room | Energy usage kitchen | Total
2" T8 quadruple, electronic | 0 | 0 | 0 | 0 | 0 | 0 | 0 | 0 | 40 | 0 | 0 | 0 | 0 | 0 | 0 | 0 | 0
2" T8 quadruple, switch start | 0 | 0 | 0 | 0 | 0 | 0 | 0 | 0 | 90 | 0 | 0 | 0 | 0 | 0 | 0 | 0 | 0
4" T8 single, switch start | 0 | 0 | 0 | 0 | 0 | 0 | 0 | 0 | 45 | 0 | 0 | 0 | 0 | 0 | 0 | 0 | 0
5" T8 single, switch start | 0 | 0 | 0 | 0 | 0 | 0 | 0 | 0 | 70 | 0 | 0 | 0 | 0 | 0 | 0 | 0 | 0
5" T8 double, switch start | 0 | 0 | 0 | 0 | 0 | 0 | 0 | 0 | 140 | 0 | 0 | 0 | 0 | 0 | 0 | 0 | 0
5" T8 single, electronic | 0 | 0 | 0 | 0 | 0 | 0 | 0 | 0 | 58 | 0 | 0 | 0 | 0 | 0 | 0 | 0 | 0
5" T8 double, electronic | 0 | 0 | 0 | 0 | 0 | 0 | 0 | 0 | 112 | 0 | 0 | 0 | 0 | 0 | 0 | 0 | 0
5" T5 double, electronic | 0 | 0 | 0 | 0 | 0 | 0 | 0 | 0 | 80 | 0 | 0 | 0 | 0 | 0 | 0 | 0 | 0
6" T8 single, switch start | 0 | 0 | 0 | 0 | 0 | 0 | 0 | 0 | 82 | 0 | 0 | 0 | 0 | 0 | 0 | 0 | 0
6" T8 double, switch start | 0 | 0 | 0 | 0 | 0 | 0 | 0 | 0 | 164 | 0 | 0 | 0 | 0 | 0 | 0 | 0 | 0
2 foot T5 triple | 0 | 0 | 0 | 0 | 0 | 0 | 0 | 0 | 54 | 0 | 0 | 0 | 0 | 0 | 0 | 0 | 0
6" T8 double, electronic | 0 | 0 | 0 | 0 | 0 | 0 | 0 | 0 | 140 | 0 | 0 | 0 | 0 | 0 | 0 | 0 | 0
6" T8 quadruple, switch start | 0 | 0 | 0 | 0 | 0 | 0 | 0 | 0 | 328 | 0 | 0 | 0 | 0 | 0 | 0 | 0 | 0
6" T8 single, electronic | 0 | 0 | 0 | 0 | 0 | 0 | 0 | 0 | 70 | 0 | 0 | 0 | 0 | 0 | 0 | 0 | 0
6" T8 double, electronic | 0 | 0 | 0 | 0 | 0 | 0 | 0 | 0 | 140 | 0 | 0 | 0 | 0 | 0 | 0 | 0 | 0
5" T12 single, switch start | 0 | 0 | 0 | 0 | 0 | 0 | 0 | 0 | 0 | 0 | 0 | 0 | 0 | 0 | 0 | 0 | 0
6" T12 double, electronic | 0 | 0 | 0 | 0 | 0 | 0 | 0 | 0 | 164 | 0 | 0 | 0 | 0 | 0 | 0 | 0 | 0
6" T12 single, switch start | 0 | 0 | 0 | 0 | 0 | 0 | 0 | 0 | 94 | 0 | 0 | 0 | 0 | 0 | 0 | 0 | 0
8 " T12 double, switch start | 0 | 0 | 0 | 0 | 0 | 0 | 0 | 0 | 0 | 0 | 0 | 0 | 0 | 0 | 0 | 0 | 0
CFL 18W single | 0 | 0 | 0 | 0 | 0 | 0 | 0 | 0 | 18 | 0 | 0 | 0 | 0 | 0 | 0 | 0 | 0
2d | 0 | 0 | 0 | 0 | 0 | 0 | 0 | 0 | 38 | 0 | 0 | 0 | 0 | 0 | 0 | 0 | 0
sodium vapour | 0 | 0 | 0 | 0 | 0 | 0 | 0 | 0 | 172 | 0 | 0 | 0 | 0 | 0 | 0 | 0 | 0
incandescant (300 watt) | 0 | 0 | 0 | 0 | 0 | 0 | 0 | 0 | 348 | 0 | 0 | 0 | 0 | 0 | 0 | 0 | 0
dual CFL downlight (2 x 18 W) | 0 | 0 | 0 | 0 | 0 | 0 | 0 | 0 | 36 | 0 | 0 | 0 | 0 | 0 | 0 | 0 | 0
tungsten halogen | 0 | 0 | 0 | 0 | 0 | 0 | 0 | 0 | 58 | 0 | 0 | 0 | 0 | 0 | 0 | 0 | 0
flourescent 32 watt | 0 | 0 | 0 | 0 | 0 | 0 | 0 | 0 | 32 | 0 | 0 | 0 | 0 | 0 | 0 | 0 | 0
LED downlight | 0 | 0 | 0 | 0 | 0 | 0 | 0 | 0 | 15 | 0 | 0 | 0 | 0 | 0 | 0 | 0 | 0
LED panel to replace 600x600 T8 louvered array | 0 | 0 | 0 | 0 | 0 | 0 | 0 | 0 | 40 | 0 | 0 | 0 | 0 | 0 | 0 | 0 | 0
Total | 0 | 0 | 0 | 0 | 0 | 0 | 0 | 0 |  | 0 | 0 | 0 | 0 | 0 | 0 | 0 | 0
Measure 2: Eg. Use occupancy sensors in occasionally occupied spaces
| Numbers of lighting fittings in each room. | [8 empty] | Electricity consumption per annum in each room
| corridor | offices | boardroom | toilets | stationary room | server room | kitchen | Total | Wattage per luminaire in efficient replacement scenario. For clarity only do one lamp replacement type per table. If a range of efficient lighting replacements are to be installed copy and paste a new table | Energy usage corridor kWh | Energy usage offices | Energy usage boardroom | Energy usage toilets | Energy usage stationary room | Energy usage server room | Energy usage kitchen | Total
2" T8 quadruple, electronic | 0 | 0 | 0 | 0 | 0 | 0 | 0 | 0 | 76 | 0 | 0 | 0 | 0 | 0 | 0 | 0 | 0
2" T8 quadruple, switch start | 0 | 0 | 0 | 0 | 0 | 0 | 0 | 0 | 90 | 0 | 0 | 0 | 0 | 0 | 0 | 0 | 0
4" T8 single, switch start | 0 | 0 | 0 | 0 | 0 | 0 | 0 | 0 | 45 | 0 | 0 | 0 | 0 | 0 | 0 | 0 | 0
5" T8 single, switch start | 0 | 0 | 0 | 0 | 0 | 0 | 0 | 0 | 70 | 0 | 0 | 0 | 0 | 0 | 0 | 0 | 0
5" T8 double, switch start | 0 | 0 | 0 | 0 | 0 | 0 | 0 | 0 | 140 | 0 | 0 | 0 | 0 | 0 | 0 | 0 | 0
5" T8 single, electronic | 0 | 0 | 0 | 0 | 0 | 0 | 0 | 0 | 58 | 0 | 0 | 0 | 0 | 0 | 0 | 0 | 0
5" T8 double, electronic | 0 | 0 | 0 | 0 | 0 | 0 | 0 | 0 | 112 | 0 | 0 | 0 | 0 | 0 | 0 | 0 | 0
5" T5 double, electronic | 0 | 0 | 0 | 0 | 0 | 0 | 0 | 0 | 80 | 0 | 0 | 0 | 0 | 0 | 0 | 0 | 0
6" T8 single, switch start | 0 | 0 | 0 | 0 | 0 | 0 | 0 | 0 | 82 | 0 | 0 | 0 | 0 | 0 | 0 | 0 | 0
6" T8 double, switch start | 0 | 0 | 0 | 0 | 0 | 0 | 0 | 0 | 164 | 0 | 0 | 0 | 0 | 0 | 0 | 0 | 0
2 foot T5 triple | 0 | 0 | 0 | 0 | 0 | 0 | 0 | 0 | 54 | 0 | 0 | 0 | 0 | 0 | 0 | 0 | 0
6" T8 double, electronic | 0 | 0 | 0 | 0 | 0 | 0 | 0 | 0 | 140 | 0 | 0 | 0 | 0 | 0 | 0 | 0 | 0
6" T8 quadruple, switch start | 0 | 0 | 0 | 0 | 0 | 0 | 0 | 0 | 328 | 0 | 0 | 0 | 0 | 0 | 0 | 0 | 0
6" T8 single, electronic | 0 | 0 | 0 | 0 | 0 | 0 | 0 | 0 | 70 | 0 | 0 | 0 | 0 | 0 | 0 | 0 | 0
6" T8 double, electronic | 0 | 0 | 0 | 0 | 0 | 0 | 0 | 0 | 140 | 0 | 0 | 0 | 0 | 0 | 0 | 0 | 0
5" T12 single, switch start | 0 | 0 | 0 | 0 | 0 | 0 | 0 | 0 | 0 | 0 | 0 | 0 | 0 | 0 | 0 | 0 | 0
6" T12 double, electronic | 0 | 0 | 0 | 0 | 0 | 0 | 0 | 0 | 164 | 0 | 0 | 0 | 0 | 0 | 0 | 0 | 0
6" T12 single, switch start | 0 | 0 | 0 | 0 | 0 | 0 | 0 | 0 | 94 | 0 | 0 | 0 | 0 | 0 | 0 | 0 | 0
8 " T12 double, switch start | 0 | 0 | 0 | 0 | 0 | 0 | 0 | 0 | 0 | 0 | 0 | 0 | 0 | 0 | 0 | 0 | 0
CFL 18W single | 0 | 0 | 0 | 0 | 0 | 0 | 0 | 0 | 18 | 0 | 0 | 0 | 0 | 0 | 0 | 0 | 0
2d | 0 | 0 | 0 | 0 | 0 | 0 | 0 | 0 | 38 | 0 | 0 | 0 | 0 | 0 | 0 | 0 | 0
sodium vapour | 0 | 0 | 0 | 0 | 0 | 0 | 0 | 0 | 172 | 0 | 0 | 0 | 0 | 0 | 0 | 0 | 0
incandescant (300 watt) | 0 | 0 | 0 | 0 | 0 | 0 | 0 | 0 | 348 | 0 | 0 | 0 | 0 | 0 | 0 | 0 | 0
dual CFL downlight (2 x 18 W) | 0 | 0 | 0 | 0 | 0 | 0 | 0 | 0 | 36 | 0 | 0 | 0 | 0 | 0 | 0 | 0 | 0
tungsten halogen | 0 | 0 | 0 | 0 | 0 | 0 | 0 | 0 | 58 | 0 | 0 | 0 | 0 | 0 | 0 | 0 | 0
flourescent 32 watt | 0 | 0 | 0 | 0 | 0 | 0 | 0 | 0 | 32 | 0 | 0 | 0 | 0 | 0 | 0 | 0 | 0
LED downlight | 0 | 0 | 0 | 0 | 0 | 0 | 0 | 0 | 15 | 0 | 0 | 0 | 0 | 0 | 0 | 0 | 0
LED panel to replace 600x600 T8 louvered array | 0 | 0 | 0 | 0 | 0 | 0 | 0 | 0 | 40 | 0 | 0 | 0 | 0 | 0 | 0 | 0 | 0
Total | 0 | 0 | 0 | 0 | 0 | 0 | 0 | 0 |  | 0 | 0 | 0 | 0 | 0 | 0 | 0 | 0
Costs and savings | [5 empty] | Saving (kWh annum) | Saving (£/ | Saving | Install cost (£) | Payback (years)
[7 empty] | annum) | (kg CO2e/
annum)
| LED panel to replace T5 triple panel |  |  |  |  | 1451 | 147 | 411 | 2205 | 15
| LED downlight to replace CFL downlight |  |  |  |  | 1416 | 143 | 401 | 2976 | 21
| Reception area and basement switch to LED - allocatable to XXX Company office |  |  |  |  | 272 | 28 | 77 | 220 | 8
| Totals |  |  |  |  | 3139 | 318 | 888 | 5401 | 44
Rationale | The lighting in the office and reception/basement areas is all relatively efficient. All fluorescent tubes are in electronic ballast. Around 50% of the light fittings are LED. Near all of the remainder are either compact fluorescent down lighters or modern fluorescent T5 and T8 tubes in electronic ballast fittings. There are some vestigial tungsten halogen dichroic down lighters in the board room, IT office and in other places also that could be replaced but it sees as though these are rarely used. Lighting in intermittently occupied spaces such as the toilets and circulation space adjacent o the toilets is under presence detection control (passive infrared sensors). Despite this generally excellent lighting system there are, nonetheless, further savings achievable from converting all the remaining lighting to LED – in both the office, lifts and the reception and basement areas. However it is suggested that this is only considered once the existing fittings begin to routinely fail as paybacks are long. A better payback is achievable for replacement of the T8 fluorescent lighting in the reception area with LEDs – around 8 years.
Detail | A lighting inventory for the XXX Company office shown below.
|  | corridor | offices | boardroom | toilets | stationary room | server room | kitchen | Total number of luminaires | Luminaire split (percentage)
| 2 foot T5 triple | 12 | 32 | 0 | 0 | 4 | 1 | 0 | 49 | 21.12
| dual CFL downlight (2 x 18 W) | 5 | 19 | 12 | 8 | 1 | 3 | 0 | 48 | 20.69
| tungsten halogen | 0 | 13 | 5 | 0 | 0 | 0 | 0 | 18 | 7.76
| fluorescent 32 watt | 0 | 0 | 0 | 0 | 0 | 0 | 9 | 9 | 3.88
| LED downlight | 58 | 38 | 12 | 0 | 0 | 0 | 0 | 108 | 46.55
| Total | 75 | 102 | 29 | 8 | 5 | 4 | 9 | 232 | 100
Suggested lighting measures are:
· replacement of the T5 lighting panels with LEDs once these begin to fail
· replacement of CFL down lighters with LED alternatives
· replacement of T8 fluorescent strips lighting in reception area with LED alternatives.
The combination of these measures will save around £318 to XXX Company but for a significant cost of around £5400. This results in an averaged payback across the 3 measures of 44 years. Replacement of lighting in the reception area alone has a better payback of 8 years and should be prioritised if lighting efficiency measures are undertaken. Overall there is no economic case for replacing the remaining fluorescent lighting in the 6th floor office. Nonetheless XXX Company may wish to pursue these measures to achieve environmental goals: CO2e savings are around 800 kg per annum. LED lighting also lasts twice as long as fluorescent lighting, hence once purchased an LED lighting system sends less WEEE waste for disposal. Some also prefer the quality of light from LED lighting finding it easier to concentrate with less eye strain.
Next steps and guidance | Further guidance on energy efficient lighting systems and particularly the use of LED lighting in organisational settings is provided by the Carbon Trust:
www.carbontrust.com/resources/guides/energy-efficiency/lighting/
Note on H5: Nick Banks: Fill in total install costs
Note on H6: Nick Banks: Fill in total install costs

## 8c Lighting sensors
Install occupancy sensors to halls and staffrooms
| Base energy cons kWh | % saving | Energy savings (kWh/annum) | Saving (£/annum) | Saving (kg CO2e/annum) | Install cost (£) | Payback (years)
Install occupancy sensors occasionally occuopied spaces |  |  | 0 | 0 | 0 |  | #DIV/0!
Totals |  |  | 0 | 0 | 0 | 0 | #DIV/0!
Operating hours of lighting |  | number of weekdays in term time per annum | total hours of operation
estimated hours of operation of lighting/day in term time (weekdays) | 10 | 182.1429 | 1821.4286
estimated hours of operation of lighting/day in term time (Saturdays) | 0 | 36.4286 | 0
total hours of operation in intermittently occupied rooms |  |  | 910.7143
total hours of operation in other rooms |  |  | 1821.4286
Lighting load of rooms | Kwh per annum | new consumption after measure (kwh) | Savings kWh per annum | cost savings/annum (£) | CO2 savings (kg)
toilets | 0 | 0 | 0 | 0 | 0
boardroom | 0 | 0 | 0 | 0 | 0
Total | 0 | 0 | 0 | 0 | 0

## 9. Thin clients
Install thin clients
| Base energy cons kWh | % saving | Saving (kWh/annum) | Saving (£/annum) | Saving (kg CO2e/annum) | Install cost (£) | Payback (years)
#REF! | #REF! |  | 0 | 0 | 0
Totals |  |  | 0 | 0 | 0 |  | #DIV/0!
PC and Laptop consumption
| Number of PCs | Proportion that can be replaced by thin clients | Total number replaceable with thin clients | Consumption per pc (kW) | Hours of operation | Total consumption
PC consumption | 0 | 0.75 | 0 | 0.05 | 1600 | 0
Thin client consumption |  |  | 0 | 0.01 | 1600 | 0
Hours of operation of desktops and laptops
Weeks per annum | Days per week | Hours per day | total hours operation per annum
40 | 5 | 8 | 1600

## 10. IT shutdown
Network shutdown
| Base energy cons kWh | % saving | Saving (kWh/annum) | Saving (£/annum) | Saving (kg CO2e/annum) | Install cost (£) | Payback (years)
Printers |  |  | 0 | 0 | 0
Monitors |  |  | 0 | 0 | 0
Laptops/desktops |  |  | 0 | 0 | 0
Totals |  |  | 0 | 0 | 0
Total annual energy consumption
printers |  |  | Ref | Printing (w) | standby | Sleep mode | Printing consumption per annum (kwh) | standby (kwh) | Sleep mode (kwh) | 0
1 | Canon | Canon iR-ADV C5550 | https://www.canon.co.uk/for_work/products/office_print_copy_solutions/office_colour_printers/imagerunner_advance_c5500_series/specification.aspx#w67 | 849 | 68 | 0.8 | 0 | 0 | 0 | 0
2 | HP | HP CL CM353 MFP | http://h22235.www2.hp.com/hpinfo/globalcitizenship/environment/productdata/Countries/us/lp_hpcolorlaserjetpromfpm477fdw_us_eng_v1.pdf | 521 | 16 | 2.5 | 0 | 0 | 0 | 0
3 | HP | HP Color LaserJet M552 | https://support.hp.com/gb-en/document/c04659843#AbT4 | 569 | 33.6 | 3.95 | 0 | 0 | 0 | 0
4 | HP | HP LJ 400 Color M451dn | http://h71016.www7.hp.com/html/pdfs/LJPro_400_Color_M451.pdf | 425 | 15 | 4 | 0 | 0 | 0 | 0
5 | HP | HP LJ P2050 | https://hp-laserjet-p2055-printer-series.printerdoc.net/en/regulatory-information/environmental-product-stewardship-program/power-consumption/ | 425 | 15 | 4 | 0 | 0 | 0 | 0
6 | HP | HP LJ P2050 | https://hp-laserjet-p2055-printer-series.printerdoc.net/en/regulatory-information/environmental-product-stewardship-program/power-consumption/ | 425 | 15 | 4 | 0 | 0 | 0 | 0
total | 0 | 0 | 0 | 0 | 0 | 0 | 0 | 0 | 0 | 0
Hours of operation | Printing per weekday (hours) | Standby per weekday | Sleep per weekday | Printing per weekendday (hours) | Standby per weekend | Sleep per weekendday
Complete weekly hours of operation | 0 | 0 | 0 | 0 | 0 | 0 | Change hours of operation here
Hours of operation per annum | 0
Monitors
Weekdays per annum | Weekend days per annum
260 | 104
Assume hours per day operational | 0 | Change hours of operation here
|  |  |  | Operational (w) | standby (w) | Hours operational per annum | hours standby per annum | Consumption per annum operational (kwh) | Consumption per annum standby (kwh) | Total annual consumption (kWh)
1 | HP | HP E232 | https://www.displayspecifications.com/en/model-power-consumption/2906e41 http://www8.hp.com/h20195/v2/GetPDF.aspx/c04784501.pdf | 28 | 0.5 | 0 | 0 | 0 | 0 | 0
2 | HP | HP E232 | https://www.displayspecifications.com/en/model-power-consumption/2906e41 http://www8.hp.com/h20195/v2/GetPDF.aspx/c04784501.pdf | 28 | 0.5 | 0 | 0 | 0 | 0 | 0
3 | HP | HP E232 | https://www.displayspecifications.com/en/model-power-consumption/2906e41 http://www8.hp.com/h20195/v2/GetPDF.aspx/c04784501.pdf | 28 | 0.5 | 0 | 0 | 0 | 0 | 0
4 | HP | HP E232 | https://www.displayspecifications.com/en/model-power-consumption/2906e41 http://www8.hp.com/h20195/v2/GetPDF.aspx/c04784501.pdf | 28 | 0.5 | 0 | 0 | 0 | 0 | 0
5 | HP | HP E232 | https://www.displayspecifications.com/en/model-power-consumption/2906e41 http://www8.hp.com/h20195/v2/GetPDF.aspx/c04784501.pdf | 28 | 0.5 | 0 | 0 | 0 | 0 | 0
6 | HP | HP E232 | https://www.displayspecifications.com/en/model-power-consumption/2906e41 http://www8.hp.com/h20195/v2/GetPDF.aspx/c04784501.pdf | 28 | 0.5 | 0 | 0 | 0 | 0 | 0
7 | HP | HP E232 | https://www.displayspecifications.com/en/model-power-consumption/2906e41 http://www8.hp.com/h20195/v2/GetPDF.aspx/c04784501.pdf | 28 | 0.5 | 0 | 0 | 0 | 0 | 0
8 | HP | HP E232 | https://www.displayspecifications.com/en/model-power-consumption/2906e41 http://www8.hp.com/h20195/v2/GetPDF.aspx/c04784501.pdf | 28 | 0.5 | 0 | 0 | 0 | 0 | 0
9 | HP | HP E232 | https://www.displayspecifications.com/en/model-power-consumption/2906e41 http://www8.hp.com/h20195/v2/GetPDF.aspx/c04784501.pdf | 28 | 0.5 | 0 | 0 | 0 | 0 | 0
10 | HP | HP E232 | https://www.displayspecifications.com/en/model-power-consumption/2906e41 http://www8.hp.com/h20195/v2/GetPDF.aspx/c04784501.pdf | 28 | 0.5 | 0 | 0 | 0 | 0 | 0
11 | HP | HP E232 | https://www.displayspecifications.com/en/model-power-consumption/2906e41 http://www8.hp.com/h20195/v2/GetPDF.aspx/c04784501.pdf | 28 | 0.5 | 0 | 0 | 0 | 0 | 0
12 | HP | HP E232 | https://www.displayspecifications.com/en/model-power-consumption/2906e41 http://www8.hp.com/h20195/v2/GetPDF.aspx/c04784501.pdf | 28 | 0.5 | 0 | 0 | 0 | 0 | 0
13 | HP | HP E232 | https://www.displayspecifications.com/en/model-power-consumption/2906e41 http://www8.hp.com/h20195/v2/GetPDF.aspx/c04784501.pdf | 28 | 0.5 | 0 | 0 | 0 | 0 | 0
14 | HP | HP E232 | https://www.displayspecifications.com/en/model-power-consumption/2906e41 http://www8.hp.com/h20195/v2/GetPDF.aspx/c04784501.pdf | 28 | 0.5 | 0 | 0 | 0 | 0 | 0
15 | HP | HP E232 | https://www.displayspecifications.com/en/model-power-consumption/2906e41 http://www8.hp.com/h20195/v2/GetPDF.aspx/c04784501.pdf | 28 | 0.5 | 0 | 0 | 0 | 0 | 0
16 | HP | HP E232 | https://www.displayspecifications.com/en/model-power-consumption/2906e41 http://www8.hp.com/h20195/v2/GetPDF.aspx/c04784501.pdf | 28 | 0.5 | 0 | 0 | 0 | 0 | 0
17 | HP | HP E232 | https://www.displayspecifications.com/en/model-power-consumption/2906e41 http://www8.hp.com/h20195/v2/GetPDF.aspx/c04784501.pdf | 28 | 0.5 | 0 | 0 | 0 | 0 | 0
18 | HP | HP E232 | https://www.displayspecifications.com/en/model-power-consumption/2906e41 http://www8.hp.com/h20195/v2/GetPDF.aspx/c04784501.pdf | 28 | 0.5 | 0 | 0 | 0 | 0 | 0
19 | HP | HP E231 | http://www.hp.com/united-states/campaigns/elite-products/assets/elitedisplay_e231.pdf | 33 | 0.5 | 0 | 0 | 0 | 0 | 0
20 | HP | HP E231 | http://www.hp.com/united-states/campaigns/elite-products/assets/elitedisplay_e231.pdf | 33 | 0.5 | 0 | 0 | 0 | 0 | 0
21 | HP | HP E231 | http://www.hp.com/united-states/campaigns/elite-products/assets/elitedisplay_e231.pdf | 33 | 0.5 | 0 | 0 | 0 | 0 | 0
22 | HP | HP E231 | http://www.hp.com/united-states/campaigns/elite-products/assets/elitedisplay_e231.pdf | 33 | 0.5 | 0 | 0 | 0 | 0 | 0
23 | HP | HP E231 | http://www.hp.com/united-states/campaigns/elite-products/assets/elitedisplay_e231.pdf | 33 | 0.5 | 0 | 0 | 0 | 0 | 0
24 | HP | HP E231 | http://www.hp.com/united-states/campaigns/elite-products/assets/elitedisplay_e231.pdf | 33 | 0.5 | 0 | 0 | 0 | 0 | 0
25 | HP | HP E231 | http://www.hp.com/united-states/campaigns/elite-products/assets/elitedisplay_e231.pdf | 33 | 0.5 | 0 | 0 | 0 | 0 | 0
26 | HP | HP E231 | http://www.hp.com/united-states/campaigns/elite-products/assets/elitedisplay_e231.pdf | 33 | 0.5 | 0 | 0 | 0 | 0 | 0
27 | HP | HP E231 | http://www.hp.com/united-states/campaigns/elite-products/assets/elitedisplay_e231.pdf | 33 | 0.5 | 0 | 0 | 0 | 0 | 0
28 | HP | HP E231 | http://www.hp.com/united-states/campaigns/elite-products/assets/elitedisplay_e231.pdf | 33 | 0.5 | 0 | 0 | 0 | 0 | 0
29 | HP | HP E231 | http://www.hp.com/united-states/campaigns/elite-products/assets/elitedisplay_e231.pdf | 33 | 0.5 | 0 | 0 | 0 | 0 | 0
30 | HP | HP E231 | http://www.hp.com/united-states/campaigns/elite-products/assets/elitedisplay_e231.pdf | 33 | 0.5 | 0 | 0 | 0 | 0 | 0
31 | HP | HP E231 | http://www.hp.com/united-states/campaigns/elite-products/assets/elitedisplay_e231.pdf | 33 | 0.5 | 0 | 0 | 0 | 0 | 0
32 | HP | HP E231 | http://www.hp.com/united-states/campaigns/elite-products/assets/elitedisplay_e231.pdf | 33 | 0.5 | 0 | 0 | 0 | 0 | 0
Total | 0 | 0 | 0 | 0 | 0 | 0 | 0 | 0 | 0 | 0
Estimate number of monitors needing replacment per annum |  | 3.2
cost of HP 232 monitor (£) | 0 | https://www.amazon.co.uk/s/?ie=UTF8&keywords=hp+elitedisplay+e232&index=aps&tag=googhydr-21&ref=pd_sl_64a3zv1vdy_b&adgrpid=61677726908&hvpone=&hvptwo=&hvadid=259124417255&hvpos=1t1&hvnetw=g&hvrand=4723899661622206536&hvqmt=b&hvdev=c&hvdvcmdl=&hvlocint=&hvlocphy=9045628&hvtargid=kwd-488598605992
cost of annual monitor replacement | 0
Desktops/laptops
Hours of operation
Weekdays per annum | Weekend days per annum
260 | 104
Assume hours per day each computer operational | 0 | Change hours of operation here
|  |  | 0 | Operational (W) | standby | Hours operational per annum | hours standby per annum | Consumption per annum operational (kWh) | Consumption per annum standby (kWh) | Total (kWh) consumption per annum
1 | HP | HP Compaq 8100 Elite SFF PC | http://www.ecoguide-it.com/en/product/hp/compaq-8100-elite-sff | 41 | 5 | 0 | 0 | 0 | 0 | 0
2 | HP | HP Compaq Elite 8300 SFF | https://support.hp.com/us-en/product/hp-compaq-elite-8300-ultra-slim-pc/5232866/document/c03345460 | 230 | 5 | 0 | 0 | 0 | 0 | 0
3 | HP | HP EliteBook 1030 G1 | https://support.hp.com/vn-en/document/c05105778 | 10 | 4 | 0 | 0 | 0 | 0 | 0
4 | HP | HP EliteBook 1030 G1 | https://support.hp.com/vn-en/document/c05105779 | 10 | 4 | 0 | 0 | 0 | 0 | 0
5 | HP | HP EliteBook 820 G1 | http://www.hp.com/hpinfo/newsroom/press_kits/2013/CommercialPPSFall2013/HPEliteBook820G1NotebookPC_datasheet.pdf | 10 | 4 | 0 | 0 | 0 | 0 | 0
6 | HP | HP EliteBook Folio 1020 G1 | https://support.hp.com/us-en/product/hp-elitebook-folio-1020-g1-notebook-pc/7343089/document/c04576664 | 10 | 4 | 0 | 0 | 0 | 0 | 0
7 | HP | HP EliteBook Folio 1040 G1 | https://support.hp.com/gb-en/document/c04132545#AbT4 | 10 | 4 | 0 | 0 | 0 | 0 | 0
8 | HP | HP EliteBook Folio 1040 G1 | https://support.hp.com/gb-en/document/c04132545#AbT5 | 10 | 4 | 0 | 0 | 0 | 0 | 0
9 | HP | HP EliteBook Folio 1040 G1 | https://support.hp.com/gb-en/document/c04132545#AbT6 | 10 | 4 | 0 | 0 | 0 | 0 | 0
10 | HP | HP EliteBook Folio 1040 G1 | https://support.hp.com/gb-en/document/c04132545#AbT7 | 10 | 4 | 0 | 0 | 0 | 0 | 0
11 | HP | HP EliteBook Folio 1040 G3 | https://www.energystar.gov/productfinder/product/certified-computers/details/2254808 | 10 | 4 | 0 | 0 | 0 | 0 | 0
12 | HP | HP EliteBook Folio 1040 G3 | https://www.energystar.gov/productfinder/product/certified-computers/details/2254809 | 10 | 4 | 0 | 0 | 0 | 0 | 0
13 | HP | HP EliteBook Folio 1040 G3 | https://www.energystar.gov/productfinder/product/certified-computers/details/2254810 | 10 | 4 | 0 | 0 | 0 | 0 | 0
14 | HP | HP EliteBook Folio 1040 G3 | https://www.energystar.gov/productfinder/product/certified-computers/details/2254811 | 10 | 4 | 0 | 0 | 0 | 0 | 0
15 | HP | HP EliteBook Folio 1040 G3 | https://www.energystar.gov/productfinder/product/certified-computers/details/2254812 | 10 | 4 | 0 | 0 | 0 | 0 | 0
16 | HP | HP EliteBook Folio 1040 G3 | https://www.energystar.gov/productfinder/product/certified-computers/details/2254813 | 10 | 4 | 0 | 0 | 0 | 0 | 0
17 | HP | HP EliteBook Folio 1040 G3 | https://www.energystar.gov/productfinder/product/certified-computers/details/2254814 | 10 | 4 | 0 | 0 | 0 | 0 | 0
18 | HP | HP EliteBook Folio 1040 G3 | https://www.energystar.gov/productfinder/product/certified-computers/details/2254815 | 10 | 4 | 0 | 0 | 0 | 0 | 0
19 | HP | HP EliteBook x360 1020 G2 | https://support.hp.com/gb-en/document/c05736970 | 10 | 4 | 0 | 0 | 0 | 0 | 0
20 | HP | HP EliteBook x360 1030 G2 | https://support.hp.com/gb-en/document/c05736971 | 10 | 4 | 0 | 0 | 0 | 0 | 0
21 | HP | HP EliteBook x360 1030 G2 | https://support.hp.com/gb-en/document/c05736972 | 10 | 4 | 0 | 0 | 0 | 0 | 0
22 | HP | HP EliteBook x360 1030 G2 | https://support.hp.com/gb-en/document/c05736973 | 10 | 4 | 0 | 0 | 0 | 0 | 0
23 | HP | HP EliteBook x360 1030 G2 | https://support.hp.com/gb-en/document/c05736974 | 10 | 4 | 0 | 0 | 0 | 0 | 0
24 | HP | HP EliteBook x360 1030 G2 | https://support.hp.com/gb-en/document/c05736975 | 10 | 4 | 0 | 0 | 0 | 0 | 0
25 | HP | HP EliteBook x360 1030 G2 | https://support.hp.com/gb-en/document/c05736976 | 10 | 4 | 0 | 0 | 0 | 0 | 0
26 | HP | HP EliteBook x360 1030 G2 | https://support.hp.com/gb-en/document/c05736977 | 10 | 4 | 0 | 0 | 0 | 0 | 0
27 | HP | HP ProDesk 600 G1 SFF | http://www8.hp.com/h20195/v2/GetPDF.aspx/c04123136.pdf | 16 | 2 | 0 | 0 | 0 | 0 | 0
Total (kWh) | 0 | 0 | 0 | 0 | 0 | 0 | 0 | 0 | 0 | 0

## 11. New BEMS
Install new buildings energy management system
| Base energy cons kWh | % saving | Saving (kWh/annum) | Saving (£/annum) | Saving (kg CO2e/annum) | Install cost (£) | Payback (years)
Electricity | 0 | 5% | 0 | 0 | 0
Gas | 0 | 5% | 0 | 0 | 0
Totals |  |  | 0 | 0 | 0 |  | #DIV/0!
Note on C4: Nick Banks: estimate

## 12. Optimum start and stop
Optimal start
Reference | https://www.carbontrust.com/media/131445/ctl035_how_to_implement_optimum_start_control.pdf
| Base energy cons kWh | % saving | Saving (kWh/annum) | Saving (£/annum) | Saving (kg CO2e/annum) | Install cost (£) | Payback (years)
Optimal start and stop |  | 7.5% | 0 | 0 | 0
Totals |  |  | 0 | 0 | 0 |  | #DIV/0!
Current manual operating time for heating system
Operating hours of HVAC equipment serving fan coils
| Start | End | Total hours
Monday | 6 | 17 | 11
Tuesday | 7 | 17 | 10
Weds | 7 | 17 | 10
Thursday | 7 | 17 | 10
Friday | 7 | 17 | 10
Saturday |  | 0 | 0
Sunday | 0 | 0 | 0
Total hours heating/cooling per week |  |  | 51
Weeks per annum | 52
total hours operation per annum | 2652
3 am start on mondays and 5 am start the rest of the week. Off at 19:00
Weeks per annum | 52
total hours operation per annum | 3744
6 am start on Mondays and 7am start for the rest of the week. 5pm off time
Weeks per annum | 52
total hours operation per annum | 2652
Number of hours savings between scenarios | 1092
Percentage hours less | 29.1667
conservative estimate of savings based on reduction in hours | 14.5833
Install optimal start and stop control to Building energy Management system
Costs and savings |  | Saving (units annum) | Saving (£/annum) | Saving | Install cost (£) | Payback (years)
(kg CO2e/
annum)
| Tempered air to floor 6 and communal areas | 1274 | 24 | 234.66
| Heater battery | 4700 | 475.84 | 1330.29
| Totals | 5974 | 499.84 | 1564.95 | 600 | 1.2
Rationale | The building heating, cooling and ventilation services are under the control of Trend Building Energy Management system. This allows the heating and cooling of air supplied to the FCUs to be controlled with a timed schedule. At present this is set to begin heating or cooling the building to thermostatically controlled set points to the following schedule:
|  | on | off
| Monday | 3am | 7pm
| Tuesday | 5am | 7pm
| Wednesday | 5am | 7pm
| Thursday | 5am | 7pm
| Friday | 5am | 7pm
| Saturday | off | off
| Sunday | off | off
Table 18: Heating / cooling schedule for 5 Young street
This heating and cooling schedule for the office space is not under the control of an “optimiser”. An optimiser allows the operator to set when the space needs to be at the required temperature for comfort conditions. The optimiser will then learn when heating and cooling systems need to be turned on based on the outside air temperature and automatically turn them on accordingly. This ensures that only sufficient energy is used to bring the building to the correct temperature in time for the start of the working day based on ambient conditions. At present systems are turned on regardless of the external air temperature. Hence there is scope for substantial energy savings at Young Street through retrofit of an optimiser. Even if an optimiser is not installed it would be beneficial for building managers to review the heating schedule to check that it remains necessary to heat the building for these times for comfort conditions to be met. For example:
· given that the building is largely vacated by 6pm is it still necessary to heat or cool to 7pm?
· does the building need to be heated or cooled for 5.5 hours on Monday am (starting at 3 am) before staff arrive at around 8.30 am to meet comfort conditions?
· equally, does the building need to be heated for 3.5 hours between Tuesday and Friday?
It is recommended that JLL are asked to justify these settings and, with the consent of all the tenants, to try different settings that maintain exact same levels of comfort or, better still, fit an optimiser.
Detail | Calculations here assume that the use of the optimiser results in the heating system starting at around 6:00 am on Mondays and 7 am the rest of the week. Also that the system turns off at around 5pm rather than 7pm. If the system was to operate this way it would reduce the heating and cooling hours by 1092 hours per annum – a 30% reduction in heating and cooling time. The savings from this simple measure could therefore be very substantial. This is an optimal scenario however. In order to be conservative an estimate of 7.5% savings on gas and electricity for both heating and cooling the space have been estimated.
Carbon Trust estimates the cost of a retrofitted optimiser to be around £600 and this figure has been used to calculate savings from this measure. Given the probable savings this results in a very short payback of 1.2 years. However it is possible that the buildings TREND building management system already has optimising functionality integrated and that it has never been used. In this case costs are obviously zero.
Next steps and guidance | Detail of the benefits of optimal start and stop, likely costs etc. are found in a short carbon trust publication available at:
www.carbontrust.com/media/131445/ctl035_how_to_implement_optimum_start_control.pdf

## 13. TRVs
Install TRVs
| Base energy cons kWh | % saving | Saving (kWh/annum) | Saving (£/annum) | Saving (kg CO2e/annum) | Install cost (£) | Payback (years)
| 0 | 2.5% | 0 | 0 | 0
Totals |  |  | 0 | 0 | 0 |  | #DIV/0!
Note on C4: Nick Banks: Ref CTV008 Low temperature hot water boilers

## 14. VSDs
Variable Speed drives to pumps in boiler rooms
| Base energy cons kWh - electricity used by pumps | % saving | Saving (kWh/annum) | Saving (£/annum) | Saving (kg CO2e/annum) | Install cost (£) | Payback (years)
| 0 | 20% | 0 | 0 | 0
Totals |  |  | 0 | 0 | 0 |  | #DIV/0!
electricity used by heating pumps

## 15. VT circuits
Convert constant temperature heating circuits to variable temperature
| Base energy cons kWh | % saving | Saving (kWh/annum) | Saving (£/annum) | Saving (kg CO2e/annum) | Install cost (£) | Payback (years)
| 0 | 10% | 0 | 0 | 0
Totals |  |  | 0 | 0 | 0 |  | #DIV/0!

## 16. Boiler replacement
Boiler replacement
| Base energy cons kWh | % saving | Saving (kWh/annum) | Saving (£/annum) | Saving (kg CO2e/annum) | Install cost (£) | Payback (years)
| 0 | 15% | 0 | 0 | 0
Totals |  |  | 0 | 0 | 0 |  | #DIV/0!
Note on C4: Nick Banks: Ref CTV008 Low temperature hot water boilers
Note on D4: Nick Banks: assumes boilers are only providing heating not hot water

## 17. Draughtstripping
Carry out remedial draughtstripping around all windows, doors and service points
| Base energy cons kWh | % saving | Saving (kWh/annum) | Saving (£/annum) | Saving (kg CO2e/annum) | Install cost (£) | Payback (years)
| 0 | 5% | 0 | 0 | 0
Totals |  |  | 0 | 0 | 0 |  | #DIV/0!
Note on C4: Nick Banks: estimate

## 18. Roof insulation
Install roof insulation
| Base energy cons kWh | % saving | Saving (kWh/annum) | Saving (£/annum) | Saving (kg CO2e/annum) | Install cost (£) | Payback (years)
|  |  | 0 | 0 | 0
Totals |  |  | 0 | 0 | 0
zone | area of heat loss in m2 | u value | kW heat loss per degree Kelvin
roof | 0 | 2.35 | 0
insulated roof | 0 | 0.4 | 0
select region from the "20 year average tab"
| heat loss (kW) | kWh per degree day | number of degree days (twenty year average south west) | heat loss per annum kWh
Existing roof heat loss kW | 0 | 0 | 1694.105 | 0
Improved roof heat loss kW | 0 | 0 | 1694.105 | 0
Assume boiler efficiency | 0.8
Note on B13: kevin: assume 75% of roof area accessible and 50mm only currently in-situ
Note on C13: from cibse guide a. assume no insulation 150 mm cast concrete, 75 mm screed and waterproff covering
Note on C17: Nick Banks: multiply kW by 24 hours in the day to calculate kWh per day per degree difference (T outside - T inside) - ie per degree day - see http://www.vesma.com/tutorial/fabricalc/fabricalc.htm or http://en.wikipedia.org/wiki/Heating_degree_day
Note on D17: Nick Banks: use 20 year average. Choose 20 year average for region where the building is located
Note on B19: kevin: work out improved kW from table above and manually insert in here then re-calc with existing U vlaue

## 19. Cavity wall insulation
Install cavity wall insulation
| Base energy cons kWh | % saving | Saving (kWh/annum) | Saving (£/annum) | Saving (kg CO2e/annum) | Install cost (£) | Payback (years)
|  |  | 0 | 0 | 0
Totals |  |  | 0 | 0 | 0 | 0 | #DIV/0!
zone | wall area including glazing | Wall area minus glazed area | u value | kW heat loss per degree Kelvin
wall |  | 0 | 1.5 | 0
insulated wall |  | 0 | 0.7 | 0
select region from the "20 year average tab"
| heat loss (kW) | kWh per degree day | number of degree days (twenty year average south west) | heat loss per annum kWh
Existing wall heat loss kW | 0 | 0 | 1694.105 | 0
Improved wall heat loss kW | 0 | 0 | 1694.105 | 0
Assumed boiler efficiency | 0.8
Assumed proportion that is wall - subtract glazing | 0.6
Install cost
Note on B9: estimate area of wall. Account for percentage of wall that is glazed.
Note on D10: Nick Banks: assume 50mm air gap fully filled with phenolic foam insulation see nher U value calculator
Note on C13: Nick Banks: multiply kW by 24 hours in the day to calculate kWh per day per degree difference (T outside - T inside) - ie per degree day - see http://www.vesma.com/tutorial/fabricalc/fabricalc.htm or http://en.wikipedia.org/wiki/Heating_degree_day
Note on B15: kevin: work out improved kW from table above and manually insert in here then re-calc with existing U vlaue

## 20. Improve glazing
Improve glazing
| Base energy cons kWh | % saving | Saving (kWh/annum) | Saving (£/annum) | Saving (kg CO2e/annum) | Install cost (£) | Payback (years)
|  |  | 0 | 0 | 0
Totals |  |  | 0 | 0 | 0 |  | #DIV/0!
zone | area | u value | kW heat loss per degree Kelvin
existing glazing |  | 5 | 0
improved glazing |  | 2.2 | 0
| heat loss (kW) | kWh per degree day | number of degree days (twenty year average south west) | heat loss per annum kWh
Existing glazing heat loss kW | 0 | 0 | 1694.105 | 0
Improved glazing heat loss kW | 0 | 0 | 1694.105 | 0
Wall height | 3
Proportion of wall that is glazed | 0.4
Boiler efficiency | 0.8
Cost per m2 of double glazing installed | 165
Note on B10: Nick Banks: Enter area of existing glazing
Note on C14: Nick Banks: multiply kW by 24 hours in the day to calculate kWh per day per degree difference (T outside - T inside) - ie per degree day - see http://www.vesma.com/tutorial/fabricalc/fabricalc.htm or http://en.wikipedia.org/wiki/Heating_degree_day
Note on B16: kevin: work out improved kW from table above and manually insert in here then re-calc with existing U vlaue

## 21. Solid wall insulation
Solid wall insulation
| Base energy cons kWh | % saving | Saving (kWh/annum) | Saving (£/annum) | Saving (kg CO2e/annum) | Install cost (£) | Payback (years)
|  |  | 0 | 0 | 0
Totals |  |  | 0 | 0 | 0 |  | #DIV/0!
zone | area of wall. Account for area that is glazed | u value | kW heat loss per degree Kelvin
wall |  | 1.5 | 0
insulated wall |  | 0.35 | 0
| heat loss (kW) | kWh per degree day | number of degree days (twenty year average south west) | heat loss per annum kWh
Existing wall heat loss kW | 0 | 0 | 1694.105 | 0
Improved wall heat loss kW | 0 | 0 | 1694.105 | 0
Note on C10: kevin: assume 50mm in-situ improve from U0.68 to U0.16
Note on C14: Nick Banks: multiply kW by 24 hours in the day to calculate kWh per day per degree difference (T outside - T inside) - ie per degree day - see http://www.vesma.com/tutorial/fabricalc/fabricalc.htm or http://en.wikipedia.org/wiki/Heating_degree_day
Note on B16: kevin: work out improved kW from table above and manually insert in here then re-calc with existing U vlaue

## 22. Solar Hot Water
Install Solar Thermal Hot Water
| Base energy cons kWh | % saving | Saving (kWh/annum) | Saving (£/annum) | Saving (kg CO2e/annum) | Install cost (£) | Payback (years)
|  |  | 0 | 0 | 0
Totals |  |  | 0 | 0 | 0 |  | #DIV/0!
https://valentin.de/calculation/thermal/system/ww/en#
Enter square metreage of solar panel | 0
approx annual kWh hot water | 0
factor for south facing panel in london (see below) - kWh/m2 of panel | 246
Note on D4: Nick Banks: assumes 80% boiler

## 23. Combined Heat and Power
Gas fired CHP
| Base energy cons kWh | % saving | Saving (kWh/annum) | Saving (£/annum) | Saving (kg CO2e/annum) | Install cost (£) | Payback (years)
electricity |  |  | 0 | #DIV/0! | #DIV/0!
gas |  |  | 0 | #DIV/0! | #DIV/0!
Totals |  |  | 0 | #DIV/0! | #DIV/0! |  | #DIV/0!
populate from table below
Model | CHP Energ 10Y
Electrical output |  | Populate these fields from the table below |  | factors | Cost of input gas (£) | Value of CHP output if produced by conventional heat and electricity generation (£) | Savings per annum
Thermal output |  |  | Proportion of cost of input gas to allocate to electricity production | #DIV/0! | #DIV/0! | 0 | #DIV/0!
CHP fuel input | 0 |  | Proportion of cost of input gas to allocate to gas production | #DIV/0! | #DIV/0! | 0 | #DIV/0!
SAVINGS
Heat utilisation | 100
Operating hours/day | 15 |  |  |  | Co2 from input gas (kg) | CO2 if energy produced by conventional methods (kg) | CO2 savings per annum (kg)
Operating hours/year (less 10%) | 4927.5 |  | Proportion of cost of input gas to allocate to electricity production | #DIV/0! | #DIV/0! | 0 | #DIV/0!
Heat supplied from CHP(kWh/yr) | 0 |  | Proportion of cost of input gas to allocate to gas production | #DIV/0! | #DIV/0! | 0 | #DIV/0!
Heat supplied from Boilers (kWh/yr) | 0
% heat supplied by CHP | #DIV/0!
Displaced electricity (kWh/yr) | 0
Displaced electricity savings (£/yr) | 0
% electricity supplied by CHP | #REF!
CHP gas input (kWh/yr) | 0
CHP gas input cost (£/yr) | 0
Servicing cost (£/yr) | 500
Total operating cost | 500
Capital cost (£) | 33178
Simple payback | #DIV/0!
EnerG model | Capital cost | thermal | elec
4Y | 23724 | 8.4 | 3.9
10Y | 33178 | 17.3 | 10
25Y | 53317 | 38.4 | 25
Note on A7: kevin: select Energ model from table below
Note on B8: Nick Banks: populate from table below
Note on F10: Nick Banks: assumes 90% efficient CHP unit
Note on G10: Nick Banks: assumes 80% efficient boiler

## 24. Water measures
WATER measures
Savings from Water Displacement Device
| current (m3/annum) | consumption with WDD | Saving (m3/annum) | Saving (£/annum) | Saving (kg CO2e/annum) | Install cost (£) | Payback (years) |  |  | estimated
Current consumption | 0 | 0 | 0 | #DIV/0! | 0 |  |  |  | Install cost of WDD | 10
Current disposal | 0 | 0 | 0 | #DIV/0! | 0
|  |  | 0 | #DIV/0! | 0 |  | #DIV/0!
Savings from detecting leak
| current (m3/annum) | consumption with WDD | Saving (m3/annum) | Saving (£/annum) | Saving (kg CO2e/annum) | Install cost (£) | Payback (years)
Consumption savings |  |  | 0 | #DIV/0! | 0 | NA
|  |  | 0 | #DIV/0! | 0 | 0 | #DIV/0!
Water butt
| current (m3/annum) | consumption with WDD | Saving (m3/annum) | Saving (£/annum) | Saving (kg CO2e/annum) | Install cost (£) | Payback (years)
Current consumption
Current disposal
Calculated average daily consumption (m3/day) - based on two actual readings | 6.185
Read date |  | days | consumption (m3) | kg CO2 | Consumption charge per unit | Waste charge per unit | Consumption unit charge | Waste unit charge | Fixed standing charge for supply per day | Fixed standing charge for waste per day | standing charge supply | standing charge waste | Total charge
2016-11-17 | 2017-03-31 | 0 | 0 | 0 | 1.3175 | 0.8428 | 0 | 0 | 0.16296 | 1.3696 | 0 | 0 | 0
2017-04-01 | 2017-04-17 | 0 | 0 | 0 | 1.3289 | 0.8214 | 0 | 0 | 0.16841 | 1.4459 | 0 | 0 | 0
2017-04-18 | 2017-08-29 | 0 | 0 | 0 | 1.3289 | 0.8214 | 0 | 0 | 0.16841 | 1.4459 | 0 | 0 | 0
2017-08-30 | 2018-03-16 | 0 | 0 | 0 | 1.3289 | 0.8214 | 0 | 0 | 0.16841 | 1.4459 | 0 | 0 | 0
Total for 2017 |  | 0 | 0 | 0 | [6 empty] | 0 | 0 | 0
Water cost factors
total water consumption (m3) (2017 calendar year) | 0
cost of unit (m3) of consumption 2017 (£) | #DIV/0!
cost of m3 of disposal (£) | #DIV/0!
Water CO2 factors | kg Co2/m3
Water supply | 0.344
Water disposal | 0.708
Total | 1.052
Nyland water costs
Allocatable m3 to Nyland based on floor area (m3) | 0
supply cost to Nyland (£) | #DIV/0!
disposal cost to Nyland (£) | 0
total water cost to Nyland (£) | #DIV/0!
Water inventory
Water | Staff | staff occupancy factor | estimated number of staff present on any one day | litres per use | No of uses per day per member of staff | litres/day | Days | m3/yr
Toilets | 0 | 75% | 0 | 9.5 | 5 | 0 | 250 | 0
Handwash | 0 | 75% | 0 | 0.5 | 5 | 0 | 250 | 0
Drinks | 0 | 75% | 0 | 0.2 | 5 | 0 | 250 | 0
Cleaning | 0 | 75% | 0 |  |  | 0 | 250 | 0
dishwasher | 0 | 75% | 0 | 17 |  | 0 | 250 | 0
Washing up | 0 | 75% | 0 | 2 | 1 | 0 | 250 | 0
Total | [5 empty] | 0 |  | 0
average litres of water to handwash one item | 0.45
OGC benchmarks | m3/person/annum | Nyland benchmarks (total m3) |  | Nyland actual per person | Nyland actual allocated | Nyland calculated bottom up
typical office | 9.3 | 0 |  | #DIV/0! | 0 | 0
best practice | 6.4 | 0
Assume WDD displace 1 litre | 8.5
Water leak detection
Water consumption if Nyland consumption was typical (m3) | 0
Difference to current levels (m3 saving) | 0
value of consumption saving | #DIV/0!
Estimated cost of identifying and fixing leak (£) | 500
Costs and savings |  | Saving (m3/ | Saving (£/annum) | Saving (kg CO2e/ | Install cost (£) | Payback (years)
|  | annum) |  | annum)
| Water consumption | 14 | 19 | 14.8
| Water disposal | 14 | 12 | 10
| Total |  | 30 | 24.8 | 10 | 0.33
Rationale | Although water consumption is only a small part of the XXX Company carbon footprint water conservation is still an environmentally worthwhile activity. Benchmarks indicate that water consumption at the site is twice as high per employee as would be expected for a typical office (18 m3 per employee per annum versus a “typical” figure of 4-9.3 m3 per employee per annum). The audit found no exceptional uses of water that could explain this figure other than perhaps the watering of the plants on the roof garden. But this untypical use of water for an office setting was not considered sufficient to explain XXX Company’s figure. A number of measures are possible that will bring down XXX Company’s high water consumption. Among the most easily implemented of these are insertion of a water displacement device (WDD) into the cistern or, slightly more costly (though still very cheap), installation of a dual flush mechanism.
Detail | XXX Company’s cisterns are 9 litres in capacity. Modern cisterns are usually 6 litres (or larger but equipped with a 6 litre flush). It is recommended that XXX Company insert a WDD or adjust the flushing mechanism so that a 6 litre flush is delivered. A WDD will save between 1 and 2 litres per flush depending on the size of the displacement bag.
Calculations shown here are for installation of a 1 litre WDD in the ladies and gents toilets. These are very low cost to supply and fit - around £5. This will save 14 m3/annum of water with a value of around £30. Hence payback is less than a year.
Next steps and guidance | WRAP has produced extensive guidance on improving the water efficiency of offices and commercial buildings:
www.wrap.org.uk/sites/files/wrap/GG522_commercial%20Cost-effective%20water%20saving%20devices%20and%20practices%20for%20commercial%20sites.pdf
Overnight leak test
Costs and savings | Saving (m3/annum) | Saving (£/annum) | Saving (kg CO2e/annum) | Install cost (£) | Payback (years)
| 136 | 180 | 46.8 | NA
| 136 | 180 | 46.8 | 61 | 0.34
Rationale | As discussed, XXX Company’s water consumption per employee is very high – 18 m3 per employee per annum versus a typical figure for an office of around 4-9.3 m3 per employee per annum.
Sources of very high water demand per employee are hard to determine. The toilet cisterns are a standard size for buildings of this age (9 litres) – although smaller cisterns can be installed. There are no showers or other sources of obviously high water demand other than water used for the roof garden.
The Young Street building also has pressure controlled taps to prevent water coming out too quickly. Therefore some water efficiency measures are already in place. On this basis it would be worth XXX Company requesting that JLL monitor water consumption more closely perhaps performing some overnight consumption tests. It may be that there are undetected leaks in the building.
Detail | Water meter readings are taken after everyone has left the building and then again the following morning before people return. This simple test should pick up unexplained water consumption. Assuming that a leak is detected and rectified and that following this XXX Company consumption returns to a level considered “typical” for an office generates the figures above.
Next steps and guidance | Ask JLL to do an overnight or weekend leak test
Note on E49: Nick Banks: have aerated taps therfore half usual amount
Note on G51: Nick Banks: Estimate cleaning is 100 litres per day
Note on E52: Nick Banks: source - market transformation program bnw16
Note on G52: Nick Banks: assume 1 use per day using 17 litres
Note on A56: Nick Banks: source: market transformation program

## 25. Carbon offset
Carbon offsets
| Base energy cons kWh | % saving | kWh saving | Cost savings | CO2 savings (kg) | Cost (£) | Payback
Carbon offset |  |  | NA | NA | 278.2012 | 3588.7954 | NA
Totals |  |  |  |  | 278.2012 | 3588.7954 | NA
Reference | https://www.carbonfootprint.com/offset.aspx?o=52.279
UK tree planting offset | 53.279 tonnes | 683
cost per tonne | 12.9
kg CO2 emitted per annum all sources | 278.2012
Offset unavoidable carbon emissions
Costs and savings | CO2 savings (tonnes) | Cost (£) | Payback
| 52.279 | 674 | NA
| 52 | 674 | NA
Rationale | As part of an overarching Carbon Management strategy and once all other cost effective carbon reduction opportunities have been exhausted, XXX Company should purchase emissions reductions from projects taking place elsewhere. The place of these reductions in the carbon management hierarchy is as follows:
· firstly, to focus on direct emissions, reducing the in-house carbon footprint by implementing cost-effective energy efficiency measures;
· secondly, to look at reducing indirect emissions, working with other organisations up and down the supply chain to reduce emissions;
· then, if appropriate, to consider developing an offset strategy, ensuring that only high quality offsets are purchased from verified projects that genuinely create emissions reductions.
These carbon savings should match or exceed XXX Company’s annual emissions. This activity is known as “offsetting”. In no circumstances should the use of offsets be used as justification for not taking cost effective carbon mitigation measures in XXX Company’s own operations.
There are important issues relating to the language of offsetting which drive how they can be used in a carbon management strategy. Rather than framing off site carbon reductions as “offsets” it is recommended that that they are viewed as “acknowledgments” of XXX Company’s emissions. This is because the connotation of “offset” suggests that carbon reductions from elsewhere can be somehow deducted from, or offset against, XXX Company’s emissions to achieve carbon “neutrality”. This gives the misleading impression that if carbon from XXX Company’s operations are completely offset then it has no environmental impact in terms of greenhouse gas emissions.
However by purchasing these carbon savings (sometimes called carbon credits) XXX Company will be funding projects which are saving carbon or, if purchasing offsets from forest and woodland projects, XXX Company will be funding projects which actually remove carbon from the atmosphere.
As such, the purchase of carbon credits which satisfy the criteria of good quality offsets (additionality, no leakage, permanence, no double counting) XXX Company is making a contribution to addressing climate change. Detail of the rationale for purchasing offsets is in the appendices.
Detail | There are number of different types of offset which can be purchased:
· Certified Emission Reductions (CERs) – the regulated outputs from the Clean Development Mechanism (CDM) of the Kyoto protocol
· Emission Reduction Units (ERUs) – the outputs from the Joint Implementation (JI) part of the Kyoto protocol.
· EU Allowances (EUA) – the outputs from the EU ETS (European Union Emissions Trading Scheme). The EU ETS and its EUAs also nest within the Kyoto protocol hence EUA’s can be used to demonstrate compliance
· Voluntary or Verified Emission Reductions (VERs). These carbon credits are generated by projects outside of Kyoto protocol therefore VERs cannot be used to demonstrate compliance with the Kyoto protocol. They are generated according a variety of standards (see Appendix C). VERs will generally have social benefits in addition to environmental benefits.
Regulated Kyoto mechanisms
The EU ETS, CDM or JI generate regulated Carbon Credits which XXX Company could purchase. The benefits of credits generated by the regulated mechanisms of the Kyoto protocol (i.e. CERs, ERUs and EUAs) is that the standards used in their production and to assess their quality are generally very robust. However, these regulated emissions reductions have no guarantee of delivering social benefits or other environmental benefits beyond GHG reduction - such as improvements to biodiversity. Kyoto carbon credits which have been additionally awarded the “Gold Standard” can make this claim. Both VER offsets and Kyoto compliant offsets can be purchased from a broker for companies to use to voluntarily offset their emissions.
Unregulated VERs
Many organisations now generate VER offsets through a variety of mechanisms including:
· subsidising renewable energy projects,
· energy efficiency projects,
· displacing technology using fossil fuels with renewable alternatives such as substitution of kerosene lamps with renewably generated electricity in electric lighting
· woodland and afforestation schemes in developing countries and in the UK.
Historically some VERs have struggled to demonstrate criteria of a quality offset (additionality, permanence etc.). In response, the VER market developed a variety of standards to assure buyers of the quality of the offset. These standards are described in the Appendices.
Standards for VERs and Kyoto compliant credits.
A ‘Gold Standard’ for both regulated (CERs/ERUs) and voluntary offsetting has been developed by WWF, SSN and Helio International. Launched in 2003 this standard has the backing of over 44 non-governmental organisations. Importantly this standard also provides verification for VERs, which is clearly needed, and has the broader scope of also requiring evaluations of the wider sustainable development issues. A number of other standards for VERs have been developed the most common of which is the Voluntary Carbon Standard (VCS). A full description of the various standards is given in Appendix C.
Offsetting with domestic woodland schemes
Issues arise when using domestic woodland and afforestation projects to generate carbon credits. DEFRA state that offsets generated domestically cannot normally be considered as offsets proper. This is for three primary reasons:
· An offset is only considered to be valid where it can be shown that the carbon saving is additional to what would have happened under a business as usual scenario. As there is already political and financial assistance for generation of new woodland in the UK, showing additionality for domestic afforestation can be difficult (see the Woodland Carbon Code: https://www.forestry.gov.uk/carboncode).
· Carbon credits must also only be only counted once – the volume of domestic carbon emissions is calculated each year to meet the cap and trade rules of the Kyoto protocol. Therefore the carbon in new woodland is valued at the national level and used to show compliance or sold to other nations for them to demonstrate compliance. For companies to also use this domestic carbon credit in their accounts would amount to double counting and this is not permitted.
Although domestic afforestation and woodland projects cannot termed as offsets or used like an offset, DEFRA state they can be nonetheless be netted off against gross emissions in company reporting[1] . Also that this “does not mean that it is always inappropriate to finance domestic projects; indeed doing so would be of benefit in helping the UK to meet its targets efficiently. But unless all the “good quality” offsetting tests are met, organisations funding such projects should communicate their contribution in another way”[2]. Woodland Carbon Units do meet all these criteria for a good quality offset.
Offset language
Because offsetting is controversial it is vital that any claims for offsetting’s environmental benefits are accurately reported. For example, the language of claiming an organisation’s offsets effectively “erase” its environmental impact is wholly inaccurate and misleading. Similarly the language of Carbon “neutrality” should also be avoided as this can also give the impression that that the organisations’ activities are having no effect on the environment. Within the voluntary offsetting community there is now a clear move to reframe the language of offsetting. Rather than language developed out of the idea of “ownership” of a unit of Carbon saved which then leads to notions of Carbon “neutrality” many now feel it is better to talk in terms of Carbon “acknowledgement” via use of offset projects and of making a “contribution” to national emission reduction targets. It important to understand the semantics of offsetting language: clumsy PR around offsetting can easily result in charges of greenwash and reputational damage. This can be avoided if good quality offsets are used and the language used to describe their credentials is accurate and carefully chosen.
Offset costs
The costs of offsets are entirely dependent on their provenance and the degree to which they come with additional benefits other than only carbon savings. Additional benefits could include increases in biodiversity or social and humanitarian benefits. The costs used in this calculation are for UK woodland carbon credits costing £13/tonne.
Summary
It is recommended that the following hierarchy be used to select offsets:
· Option one - Purchase Gold Standard Regulated offsets (CERs/ERUs)
· Option two - Purchase Gold Standard VERs or normal CERs/ERUs/EUAs. VERs from domestic woodland projects are a good match to XXX Companys corporate objectives but the Carbon savings that that they create cannot be termed “offsets” because of Kyoto accounting rules. Savings from domestic woodland projects can still be “netted off” against gross emissions in company reporting (as can green tariff electricity)
· Option three - Purchase other VERs (with organisational due diligence from XXX Company)
Note that if option three is pursued then it will be important for the organisation to undertake its own due diligence to ensure that the VERs are good quality and worthy of the cost.
Next steps and guidance | Useful further guidance on offsetting options and establishing an offsetting strategy is available from the Carbon Trust.
[1] The effects of buying and retiring offsets and Woodland Carbon Units and exporting renewable energy generation cannot be include in the figure for gross emissions. We recommend that organisations account for these emissions reductions against their gross figure to report a net figure in tonnes of CO2e. This net figure should be additional to your gross figure and should not replace it. Pg. 41. Environmental Reporting Guidelines: Including mandatory greenhouse gas emissions reporting guidance June 2013. https://assets.publishing.service.gov.uk/government/uploads/system/uploads/attachment_data/file/206392/pb13944-env-reporting-guidance.pdf
[2] P97. Environmental Reporting Guidelines. DEFRA June 2013.

## Passenger vehicles
UK Government GHG Conversion Factors for Company Reporting
Passenger vehicles
Index
| Emissions source: | Passenger vehicles | Expiry: | 2019-07-31 | Factor set: | Standard Set
| Scope: | Scope 1 | Version: | 1.01 | Year: | 2018
Passenger vehicles conversion factors should be used to report travel in cars and on motorcycles that are owned or controlled by the reporting organisation. This does not include employee-owned vehicles that are used for business purposes.
Guidance
● For vehicles where an organisation has data in litres of fuel or kWh electricity consumed, the ‘fuels’ or 'electricity' conversion factors should be applied, which provide more accurate emissions results.
● For vehicles that run on biofuels, please refer to the ‘bioenergy’ conversion factors. It should be noted that any vehicle running on biofuel should also have an ‘outside of scopes’ CO2 figure reported separately. See the 'Outside of scopes' tab for more detail on this.
● The market segment conversion factors related to the vehicle market segments specifically defined by the UK Society of Motor Manufacturers and Traders (SMMT).
● Where a vehicle is used by an organisation, but it isn't owned by the organisation, then the emissions from the vehicle can be reported in Scope 3 instead of Scope 1, using the same factors. These factors can also be found in the Scope 3 under ‘Business travel-land’ or ‘managed assets- vehicles’).
● For vehicles using electricity (i.e. Plug-in Hybrid Electric Vehicles / Range-Extended Electric Vehicles and Battery Electric Vehicles) the emission factors presented here only include the conventional fuel use (i.e. petrol or diesel), where relevant, and you should IN ADDITION use the emission factors provided in the 'UK electricity for EVs' and 'UK electricity T&D for EVs' tables to calculate the emissions due to the average electricity consumption.
● Please see the FAQs at the bottom of this page for further information on the conversion factors for passenger vehicles.
Example of calculating emissions from passenger vehicles
Company E reports the emissions from the mileage travelled in its company cars, a Scope 1 emission.
Company E uses conversion factors appropriate to each of its cars. For example, for its 1.6-litre diesel car, it uses a 'medium car: diesel' factor. It owns some vehicles for which engine size and fuel type data are not available, so it uses the 'average car: unknown fuel type' factor.
In some cases, the company knows what model the car is. In this case, it may choose to apply a conversion factor by market segment instead (found in the 'cars (by market segment)' table).
The activity data (km) is multiplied by the appropriate conversion factors to produce company E's passenger vehicle emissions.
|  |  |  | Diesel |  |  |  | Petrol |  |  |  | Unknown |  |  |  | Plug-in Hybrid Electric Vehicle |  |  |  | Battery Electric Vehicle
| Activity | Type | Unit | kg CO2e | kg CO2 | kg CH4 | kg N2O | kg CO2e | kg CO2 | kg CH4 | kg N2O | kg CO2e | kg CO2 | kg CH4 | kg N2O | kg CO2e | kg CO2 | kg CH4 | kg N2O | kg CO2e | kg CO2 | kg CH4 | kg N2O
| Cars (by market segment) | Mini | km | 0.11096 | 0.1091 | 1e-05 | 0.00185 | 0.14114 | 0.14039 | 0.00033 | 0.00042 | 0.14093 | 0.14017 | 0.00033 | 0.00043 |  |  |  |  | 0 | 0 | 0 | 0
|  |  | miles | 0.17858 | 0.17558 | 2e-05 | 0.00298 | 0.22715 | 0.22594 | 0.00054 | 0.00067 | 0.22681 | 0.22559 | 0.00053 | 0.00069 |  |  |  |  | 0 | 0 | 0 | 0
|  | Supermini | km | 0.13725 | 0.13539 | 1e-05 | 0.00185 | 0.15743 | 0.15668 | 0.00033 | 0.00042 | 0.1544 | 0.15348 | 0.00029 | 0.00063 | 0.02255 | 0.02245 | 7e-05 | 3e-05 | 0 | 0 | 0 | 0
|  |  | miles | 0.22089 | 0.21789 | 2e-05 | 0.00298 | 0.25336 | 0.25215 | 0.00054 | 0.00067 | 0.24849 | 0.24701 | 0.00046 | 0.00102 | 0.0363 | 0.03613 | 0.00011 | 6e-05 | 0 | 0 | 0 | 0
|  | Lower medium | km | 0.15048 | 0.14862 | 1e-05 | 0.00185 | 0.18284 | 0.18209 | 0.00033 | 0.00042 | 0.16669 | 0.16539 | 0.00017 | 0.00113 | 0.06675 | 0.06644 | 0.00021 | 0.0001 | 0 | 0 | 0 | 0
|  |  | miles | 0.24217 | 0.23917 | 2e-05 | 0.00298 | 0.29425 | 0.29304 | 0.00054 | 0.00067 | 0.26828 | 0.26617 | 0.00028 | 0.00183 | 0.10742 | 0.10692 | 0.00033 | 0.00017 | 0 | 0 | 0 | 0
|  | Upper medium | km | 0.16849 | 0.16663 | 1e-05 | 0.00185 | 0.20956 | 0.20881 | 0.00033 | 0.00042 | 0.17869 | 0.1771 | 9e-05 | 0.0015 | 0.07362 | 0.07326 | 0.00022 | 0.00014 | 0 | 0 | 0 | 0
|  |  | miles | 0.27116 | 0.26816 | 2e-05 | 0.00298 | 0.33726 | 0.33605 | 0.00054 | 0.00067 | 0.28758 | 0.28502 | 0.00015 | 0.00241 | 0.11847 | 0.1179 | 0.00035 | 0.00022 | 0 | 0 | 0 | 0
|  | Executive | km | 0.18125 | 0.17939 | 1e-05 | 0.00185 | 0.23952 | 0.23877 | 0.00033 | 0.00042 | 0.19502 | 0.19341 | 9e-05 | 0.00152 | 0.0868 | 0.0864 | 0.00027 | 0.00013
|  |  | miles | 0.2917 | 0.2887 | 2e-05 | 0.00298 | 0.38548 | 0.38427 | 0.00054 | 0.00067 | 0.31384 | 0.31126 | 0.00014 | 0.00244 | 0.1397 | 0.13905 | 0.00043 | 0.00022
|  | Luxury | km | 0.22177 | 0.21991 | 1e-05 | 0.00185 | 0.33702 | 0.33627 | 0.00033 | 0.00042 | 0.27753 | 0.2762 | 0.00017 | 0.00116 | 0.10494 | 0.10446 | 0.00032 | 0.00016 | 0 | 0 | 0 | 0
|  |  | miles | 0.35691 | 0.35391 | 2e-05 | 0.00298 | 0.54238 | 0.54117 | 0.00054 | 0.00067 | 0.44664 | 0.4445 | 0.00027 | 0.00187 | 0.1689 | 0.16812 | 0.00052 | 0.00026 | 0 | 0 | 0 | 0
|  | Sports | km | 0.17521 | 0.17335 | 1e-05 | 0.00185 | 0.24626 | 0.24551 | 0.00033 | 0.00042 | 0.23456 | 0.23363 | 0.00028 | 0.00065 | 0.0804 | 0.08003 | 0.00025 | 0.00012 | 0 | 0 | 0 | 0
|  |  | miles | 0.28198 | 0.27898 | 2e-05 | 0.00298 | 0.39632 | 0.39511 | 0.00054 | 0.00067 | 0.37749 | 0.37599 | 0.00045 | 0.00105 | 0.12939 | 0.12879 | 0.0004 | 0.0002 | 0 | 0 | 0 | 0
|  | Dual purpose 4X4 | km | 0.21194 | 0.21008 | 1e-05 | 0.00185 | 0.24684 | 0.24609 | 0.00033 | 0.00042 | 0.21795 | 0.21627 | 7e-05 | 0.00161 | 0.07593 | 0.07558 | 0.00023 | 0.00012 | 0 | 0 | 0 | 0
|  |  | miles | 0.34108 | 0.33808 | 2e-05 | 0.00298 | 0.39725 | 0.39604 | 0.00054 | 0.00067 | 0.35075 | 0.34805 | 0.00011 | 0.00259 | 0.1222 | 0.12163 | 0.00038 | 0.00019 | 0 | 0 | 0 | 0
|  | MPV | km | 0.18452 | 0.18266 | 1e-05 | 0.00185 | 0.20096 | 0.20021 | 0.00033 | 0.00042 | 0.18945 | 0.18791 | 0.00011 | 0.00143 |  |  |  |  | 0 | 0 | 0 | 0
|  |  | miles | 0.29696 | 0.29396 | 2e-05 | 0.00298 | 0.32342 | 0.32221 | 0.00054 | 0.00067 | 0.30487 | 0.30241 | 0.00017 | 0.00229 |  |  |  |  | 0 | 0 | 0 | 0
|  |  |  | Diesel |  |  |  | Petrol |  |  |  | Hybrid |  |  |  | CNG |  |  |  | LPG |  |  |  | Unknown |  |  |  | Plug-in Hybrid Electric Vehicle |  |  |  | Battery Electric Vehicle
| Activity | Type | Unit | kg CO2e | kg CO2 | kg CH4 | kg N2O | kg CO2e | kg CO2 | kg CH4 | kg N2O | kg CO2e | kg CO2 | kg CH4 | kg N2O | kg CO2e | kg CO2 | kg CH4 | kg N2O | kg CO2e | kg CO2 | kg CH4 | kg N2O | kg CO2e | kg CO2 | kg CH4 | kg N2O | kg CO2e | kg CO2 | kg CH4 | kg N2O | kg CO2e | kg CO2 | kg CH4 | kg N2O
| Cars (by size) | Small car | km | 0.14533 | 0.14347 | 1e-05 | 0.00185 | 0.15565 | 0.1549 | 0.00033 | 0.00042 | 0.10957 | 0.10843 | 0.00022 | 0.00092 | [8 empty] | 0.15201 | 0.15087 | 0.00022 | 0.00092 | 0.02255 | 0.02245 | 7e-05 | 3e-05 | 0 | 0 | 0 | 0
|  |  | miles | 0.23389 | 0.23089 | 2e-05 | 0.00298 | 0.25049 | 0.24928 | 0.00054 | 0.00067 | 0.17635 | 0.1745 | 0.00036 | 0.00149 | [8 empty] | 0.24465 | 0.2428 | 0.00036 | 0.00149 | 0.0363 | 0.03613 | 0.00011 | 6e-05 | 0 | 0 | 0 | 0
|  | Medium car | km | 0.17353 | 0.17167 | 1e-05 | 0.00185 | 0.19386 | 0.19311 | 0.00033 | 0.00042 | 0.11538 | 0.11404 | 0.00017 | 0.00117 | 0.16324 | 0.16107 | 0.00167 | 0.0005 | 0.18217 | 0.1816 | 7e-05 | 0.0005 | 0.18327 | 0.18193 | 0.00017 | 0.00117 | 0.0712 | 0.07086 | 0.00021 | 0.00013 | 0 | 0 | 0 | 0
|  |  | miles | 0.27927 | 0.27627 | 2e-05 | 0.00298 | 0.312 | 0.31079 | 0.00054 | 0.00067 | 0.18569 | 0.18354 | 0.00027 | 0.00188 | 0.26271 | 0.25922 | 0.00269 | 0.0008 | 0.29317 | 0.29226 | 0.00011 | 0.0008 | 0.29494 | 0.29279 | 0.00027 | 0.00188 | 0.11457 | 0.11403 | 0.00034 | 0.0002 | 0 | 0 | 0 | 0
|  | Large car | km | 0.2152 | 0.21334 | 1e-05 | 0.00185 | 0.28411 | 0.28336 | 0.00033 | 0.00042 | 0.16134 | 0.15977 | 0.0001 | 0.00147 | 0.23851 | 0.23634 | 0.00167 | 0.0005 | 0.26704 | 0.26647 | 7e-05 | 0.0005 | 0.23373 | 0.23216 | 0.0001 | 0.00147 | 0.07717 | 0.07681 | 0.00024 | 0.00012 | 0 | 0 | 0 | 0
|  |  | miles | 0.34634 | 0.34334 | 2e-05 | 0.00298 | 0.45723 | 0.45602 | 0.00054 | 0.00067 | 0.25964 | 0.25712 | 0.00016 | 0.00236 | 0.38385 | 0.38036 | 0.00269 | 0.0008 | 0.42975 | 0.42884 | 0.00011 | 0.0008 | 0.37615 | 0.37363 | 0.00016 | 0.00236 | 0.12418 | 0.12361 | 0.00038 | 0.00019 | 0 | 0 | 0 | 0
|  | Average car | km | 0.17753 | 0.17567 | 1e-05 | 0.00185 | 0.18368 | 0.18293 | 0.00033 | 0.00042 | 0.12568 | 0.12438 | 0.00017 | 0.00113 | 0.17925 | 0.17708 | 0.00167 | 0.0005 | 0.20022 | 0.19965 | 7e-05 | 0.0005 | 0.18064 | 0.17934 | 0.00017 | 0.00113 | 0.07096 | 0.07062 | 0.00022 | 0.00012 | 0 | 0 | 0 | 0
|  |  | miles | 0.28572 | 0.28272 | 2e-05 | 0.00298 | 0.29561 | 0.2944 | 0.00054 | 0.00067 | 0.20227 | 0.20017 | 0.00028 | 0.00182 | 0.28847 | 0.28498 | 0.00269 | 0.0008 | 0.32222 | 0.32131 | 0.00011 | 0.0008 | 0.29072 | 0.28862 | 0.00028 | 0.00182 | 0.11419 | 0.11365 | 0.00035 | 0.00019 | 0 | 0 | 0 | 0
| Activity | Type | Unit | kg CO2e | kg CO2 | kg CH4 | kg N2O
| Motorbike | Small | km | 0.08463 | 0.08248 | 0.00185 | 0.0003
|  |  | miles | 0.1362 | 0.13274 | 0.00298 | 0.00048
|  | Medium | km | 0.1031 | 0.10012 | 0.00238 | 0.0006
|  |  | miles | 0.16594 | 0.16114 | 0.00383 | 0.00097
|  | Large | km | 0.13528 | 0.1332 | 0.00148 | 0.0006
|  |  | miles | 0.21771 | 0.21436 | 0.00238 | 0.00097
|  | Average | km | 0.11529 | 0.11279 | 0.00191 | 0.00059
|  |  | miles | 0.18553 | 0.18151 | 0.00307 | 0.00095
FAQs
Do the conversion factors take into account the age of vehicles?
The conversion factors are based on information from the Department for Transport which regularly analyses the mix of cars on the road in the UK through Driver and Vehicle Licensing Agency (DVLA) records and automatic number plate recognition (ANPR) data. The conversion factors are updated each year to reflect changes in the spectrum of cars of different types and ages being driven.
I know the average fuel consumption of my passenger vehicles in miles per gallon (mpg) and mileage; can this be used to improve my calculations?
The mpg of the vehicle should be used to convert the distance travelled into litres of fuel used (refer to the ‘conversions’ listing to find values to assist this calculation). The conversion factor for litres of fuel can then be applied. This will give a more accurate view of the actual emissions from the vehicle (the conversion factors for vehicle mileage represent the average mpg of the whole UK vehicle population). Therefore, knowing your vehicle’s actual mpg and using this value will yield more precise results.
I know the average gCO2/km of my passenger vehicles as well as mileage; can this be used to improve my calculations?
If you know the manufacturer's gCO2/km data, this may be used as an alternative (and more precise) calculation for your passenger vehicle’s emissions. The factors provided by manufacturers should be uplifted. Please see the methodology paper on the correct uplift factor to use.
Which tables do I need to use to capture all the emissions resulting from the use of my plug-in electric vehicles?
Method 1: Energy consumption
Emissions = Total energy consumption (fuel, electricity) x Emission Factors (fuel, electricity)
|  | Scope | Car | Car | Van | Van | Includes
|  |  | Plug-in Hybrid Electric Vehicle | Battery Electric Vehicle | Plug-in Hybrid Electric Vehicle | Battery Electric Vehicle
| Fuels | Scope 1 | YES | NO | YES | NO | Scope 1 emissions from use of petrol or diesel.
| WTT- fuels | Scope 3 | YES | NO | YES | NO | WTT Scope 3 emissions from use of petrol and diesel.
| UK Electricity | Scope 2 | YES | YES | YES | YES | Scope 2 emissions from use of electricity.
| Transmission and distribution | Scope 3 | YES | YES | YES | YES | Scope 3 emissions from T&D losses from use of electricity.
| WTT- UK & overseas elec | Scope 3 | YES | YES | YES | YES | Scope 3 emissions from WTT emissions from use of electricity.
Method 2: Generic vehicle emission factors
Emissions = Total activity for vehicle category (in km, miles or tonne-km) x Emission Factor
Note: the emission factors already account for the average share of driving using electricity or conventional fuel for plug-in hybrid electric vehicles, so the total number of km / miles / tonne-km should be used in calculations.
Sum of elements: A + C OR B + C
|  | Scope | Car | Car | Van | Van | Includes
|  |  | Plug-in Hybrid Electric Vehicle | Battery Electric Vehicle | Plug-in Hybrid Electric Vehicle | Battery Electric Vehicle
A | Passenger vehicles | Scope 1 | YES | NO |  |  | Only Scope 1 emissions from petrol or diesel use.
A | Delivery vehicles | Scope 1 |  |  | YES | NO | Only Scope 1 emissions from petrol or diesel use.
A | UK electricity for EVs | Scope 2 | YES | YES | YES | YES | Only Scope 2 emissions from electricity use.
A | UK electricity T&D for EVs | Scope 3 | YES | YES | YES | YES | Only Scope 3 emissions from electricity T&D losses.
OR
B | Business travel- land | Scope 3 | YES | YES |  |  | Sum of Scope 1 and Scope 2, plus Scope 3 electricity T&D losses.
B | Freighting goods | Scope 3 |  |  | YES | YES | Sum of Scope 1 and Scope 2, plus Scope 3 electricity T&D losses.
B | Managed assets- vehicles | Scope 3 | YES | YES | YES | YES | Sum of Scope 1 and Scope 2, plus Scope 3 electricity T&D losses.
AND
C | WTT- pass vehs & travel- land | Scope 3 | YES | YES |  |  | Only Scope 3 WTT emissions (all fuel types, electricity)
C | WTT- delivery vehs & freight | Scope 3 |  |  | YES | YES | Only Scope 3 WTT emissions (all fuel types, electricity)
Note: The Plug-in Hybrid Electric Vehicle category also includes Range-Extended Electric Vehicles (also known as REEVs, ER-EVs or REX).
Why are emission factors for certain types of electric vehicle missing?
At the moment there are only a limited number of electric vehicle models on the market, and certain categories are not yet represented by battery electric vehicle or plug-in hybrid electric vehicles. Emission factors will be added in future updates for these vehicle types, when models in these categories become available in the UK market/fleet.
For information about how the conversion factors have been derived, please refer to the 'Methodology paper' that accompanies the conversion factors.
Note on E24: kg CO₂e per unit
Note on F24: kg CO₂e of CO₂ per unit
Note on G24: kg CO₂e of CH₄ per unit
Note on H24: kg CO₂e of N₂O per unit
Note on I24: kg CO₂e per unit
Note on J24: kg CO₂e of CO₂ per unit
Note on K24: kg CO₂e of CH₄ per unit
Note on L24: kg CO₂e of N₂O per unit
Note on M24: kg CO₂e per unit
Note on N24: kg CO₂e of CO₂ per unit
Note on O24: kg CO₂e of CH₄ per unit
Note on P24: kg CO₂e of N₂O per unit
Note on Q24: kg CO₂e per unit
Note on R24: kg CO₂e of CO₂ per unit
Note on S24: kg CO₂e of CH₄ per unit
Note on T24: kg CO₂e of N₂O per unit
Note on U24: kg CO₂e per unit
Note on V24: kg CO₂e of CO₂ per unit
Note on W24: kg CO₂e of CH₄ per unit
Note on X24: kg CO₂e of N₂O per unit
Note on C25: This is the smallest category of car sometimes referred to as a city car. Examples include: Citroën C1, Fiat/Alfa Romeo 500 and Panda, Peugeot 107, Volkswagen up!, Renault TWINGO, Toyota AYGO, smart fortwo and Hyundai i 10.
Note on C27: This is a car that is larger than a city car, but smaller than a small family car. Examples include: Ford Fiesta, Renault CLIO, Volkswagen Polo, Citroën C2 and C3, Opel Corsa, Peugeot 208, and Toyota Yaris.
Note on C29: This is a small, compact family car. Examples include: Volkswagen Golf, Ford Focus, Opel Astra, Audi A3, BMW 1 Series, Renault Mégane and Toyota Auris.
Note on C31: This is classed as a large family car. Examples include: BMW 3 Series, ŠKODA Octavia, Volkswagen Passat, Audi A4, Mercedes Benz C Class and Peugeot 508.
Note on C33: These are large cars. Examples include: BMW 5 Series, Audi A5 and A6, Mercedes Benz E Class and Skoda Superb.
Note on C35: This is a luxury car which is niche in the European market. Examples include: Jaguar XF, Mercedes-Benz S-Class, .BMW 7 series, Audi A8, Porsche Panamera and Lexus LS.
Note on C37: Sport cars are a small, usually two seater with two doors and designed for speed, high acceleration, and manoeuvrability. Examples include: Mercedes-Benz SLK, Audi TT, Porsche 911 and Boxster, and Peugeot RCZ.
Note on C39: These are sport utility vehicles (SUVs) which have off-road capabilities and four-wheel drive. Examples include: Suzuki Jimny, Land Rover Discovery and Defender, Toyota Land Cruiser, and Nissan Pathfinder.
Note on C41: These are multipurpose cars. Examples include: Ford C-Max, Renault Scenic, Volkswagen Touran, Opel Zafira, Ford B-Max, and Citroën C3 Picasso and C4 Picasso.
Note on M45: A vehicle with two power sources, typically petrol and electric
Note on Q45: A compressed version of the same natural gas you receive in the home. When compressed can be used as an alternative vehicle fuel.
Note on U45: Alternative fuel stored in gas tanks. Often known as 'autogas'.
Note on E46: kg CO₂e per unit
Note on F46: kg CO₂e of CO₂ per unit
Note on G46: kg CO₂e of CH₄ per unit
Note on H46: kg CO₂e of N₂O per unit
Note on I46: kg CO₂e per unit
Note on J46: kg CO₂e of CO₂ per unit
Note on K46: kg CO₂e of CH₄ per unit
Note on L46: kg CO₂e of N₂O per unit
Note on M46: kg CO₂e per unit
Note on N46: kg CO₂e of CO₂ per unit
Note on O46: kg CO₂e of CH₄ per unit
Note on P46: kg CO₂e of N₂O per unit
Note on Q46: kg CO₂e per unit
Note on R46: kg CO₂e of CO₂ per unit
Note on S46: kg CO₂e of CH₄ per unit
Note on T46: kg CO₂e of N₂O per unit
Note on U46: kg CO₂e per unit
Note on V46: kg CO₂e of CO₂ per unit
Note on W46: kg CO₂e of CH₄ per unit
Note on X46: kg CO₂e of N₂O per unit
Note on Y46: kg CO₂e per unit
Note on Z46: kg CO₂e of CO₂ per unit
Note on AA46: kg CO₂e of CH₄ per unit
Note on AB46: kg CO₂e of N₂O per unit
Note on AC46: kg CO₂e per unit
Note on AD46: kg CO₂e of CO₂ per unit
Note on AE46: kg CO₂e of CH₄ per unit
Note on AF46: kg CO₂e of N₂O per unit
Note on AG46: kg CO₂e per unit
Note on AH46: kg CO₂e of CO₂ per unit
Note on AI46: kg CO₂e of CH₄ per unit
Note on AJ46: kg CO₂e of N₂O per unit
Note on C47: Petrol/LPG/CNG - up to a 1.4-litre engine Diesel - up to a 1.7-litre engine Others - vehicles models of a similar size (i.e. market segment A or B)
Note on C49: Petrol/LPG/CNG - from 1.4-litre to 2.0-litre engine Diesel - from 1.7-litre to 2.0-litre engine Others - vehicles models of a similar size (i.e. generally market segment C)
Note on C51: Petrol/LPG/CNG - 2.0-litre engine + Diesel - 2.0-litre engine + Others - vehicles models of a similar size (i.e. generally market segment D and above)
Note on C53: Unknown engine size.
Note on E58: kg CO₂e per unit
Note on F58: kg CO₂e of CO₂ per unit
Note on G58: kg CO₂e of CH₄ per unit
Note on H58: kg CO₂e of N₂O per unit
Note on C59: Mopeds/scooters up to 125cc.
Note on C61: 125cc to 500cc
Note on C63: 500cc +
Note on C65: Unknown engine size

## Material use factors
UK Government GHG Conversion Factors for Company Reporting
Material use factors
Index
| Emissions source: | Material use | Expiry: | 2019-07-31 | Factor set: | Standard Set
| Scope: | Scope 3 | Version: | 1.01 | Year: | 2017
Material use conversion factors should be used to report on consumption of procured materials based on their origin (that is, comprised of primary material or recycled materials). For primary materials, these factors cover the extraction, primary processing, manufacturing and transporting materials to the point of sale, not the materials in use. For secondary materials, the factors cover sorting, processing, manufacturing and transporting to the point of sale, not the materials in use. These factors are useful for reporting efficiencies gained through reduced procurement of material or the benefit of procuring items that are the product of a previous recycling process.
Guidance
● To calculate the emissions from procured materials made from a variety of materials, the emissions may be added up and should be apportioned by the required weights of each material.
● These factors cannot be used to determine the relative merit of different recycling or waste management options.
● All of the factors in the tables are positive numbers, because these figures do not consider avoided burdens. They account for ‘cradle-to-gate’ emissions. Therefore, the recycled material values (which, in some cases, could be negative values) do not include avoided emissions from not using primary materials.
IMPORTANT: These data are intended ONLY for use in preparing and submitting company GHG reports. They are not suitable for assessing or comparing the impacts of different waste management options.
Example of calculating material use emissions
Company K reports its emissions from purchasing steel cans made from primary metals (to be filled with a product and sold). At a separate site, company K wishes to report the emissions from purchasing metals that are the product of a previous closed-loop recycling process (also to be filled with a product and sold). For the procurement of cans that have been newly manufactured, it selects the ‘metal steel cans’ material type and selects the 'primary material production' conversion factor. For the procurement of cans that are made from second-generation metals that have already been recycled, it selects the ‘metal steel cans’ row and the 'closed-loop' conversion factor. The carbon benefits of procuring the second generation metals quickly becomes clear.
The activity data for each site (tonnes of metal procured) are multiplied by the relevant conversion factor to produce company K's Scope 3 procured material emissions.
|  |  |  | Primary material production | Re-used | Open-loop source | Closed-loop source
| Activity | Material | Unit | kg CO2e | kg CO2e | kg CO2e | kg CO2e
| Construction | Aggregates | tonnes | 7.8123 | 2.21 | 3.2292 | 3.2292
|  | Average construction | tonnes | 69.3242 |  | 6.0291
|  | Asbestos | tonnes | 27
|  | Asphalt | tonnes | 39.2125 | 1.7383 |  | 28.6892
|  | Bricks | tonnes | 241.8123 |  | 3.2292
|  | Concrete | tonnes | 131.8123 |  | 3.2292 | 3.2292
|  | Insulation | tonnes | 1861.8123 |  |  | 1852.1422
|  | Metals | tonnes | 4305.3067 |  |  | 1781.806
|  | Soils | tonnes |  |  |  | 1.0192
|  | Mineral oil | tonnes | 1401 |  |  | 676
|  | Plasterboard | tonnes | 120.05 |  |  | 32.17
|  | Tyres | tonnes | 3335.5719 | 731.2179 | 308.4002
|  | Wood | tonnes | 416.1972 | 38.6462 | 259.2227 | 93.9837
|  |  |  | Primary material production | Re-used | Open-loop source | Closed loop source
| Activity | Material | Unit | kg CO2e | kg CO2e | kg CO2e | kg CO2e
| Other | Books | tonnes | 955.6535 |  |  | 795.4032
|  | Glass | tonnes | 895 |  | 19 | 529
|  | Clothing | tonnes | 22310 | 152.25 | 152.25
|  | Food and drink | tonnes | 4060.1636
|  |  |  | Primary material production | Re-used | Open-loop source | Closed loop source
| Activity | Material | Unit | kg CO2e | kg CO2e | kg CO2e | kg CO2e
| Organic | Compost derived from garden waste | tonnes | 16
|  | Compost derived from food and garden waste | tonnes | 16.9118
|  |  |  | Primary material production | Re-used | Open-loop source | Closed loop source
| Activity | Material | Unit | kg CO2e | kg CO2e | kg CO2e | kg CO2e
| Electrical items | WEEE - fridges and freezers | tonnes | 3814.3675
|  | WEEE - large | tonnes | 537.2419
|  | WEEE - mixed | tonnes | 1148.421
|  | WEEE - small | tonnes | 1759.6002
|  | Batteries | tonnes | 12094.2797
|  |  |  | Primary material production | Re-used | Open-loop source | Closed loop source
| Activity | Material | Unit | kg CO2e | kg CO2e | kg CO2e | kg CO2e
| Metal | Metal: aluminium cans and foil (excl. forming) | tonnes | 12873.608 |  |  | 3012.5707
|  | Metal: mixed cans | tonnes | 6556.808 |  |  | 2191.6352
|  | Metal: scrap metal | tonnes | 3829.5038 |  |  | 1762.8181
|  | Metal: steel cans | tonnes | 3003.608 |  |  | 1729.8589
|  |  |  | Primary material production | Re-used | Open-loop source | Closed loop source
| Activity | Material | Unit | kg CO2e | kg CO2e | kg CO2e | kg CO2e
| Plastic | Plastics: average plastics | tonnes | 3119.0225 |  | 656.607 | 2301.7403
|  | Plastics: average plastic film | tonnes | 2577.1364 |  | 604.3039 | 1775.3704
|  | Plastics: average plastic rigid | tonnes | 3186.3635 |  | 604.3039 | 2492.4999
|  | Plastics: HDPE (incl. forming) | tonnes | 3180.3494 |  | 604.3039 | 2157.0453
|  | Plastics: LDPE and LLDPE (incl. forming) | tonnes | 2603.608 |  | 604.3039 | 1775.3704
|  | Plastics: PET (incl. forming) | tonnes | 4055.8519 |  | 604.3039 | 3188.5478
|  | Plastics: PP (incl. forming) | tonnes | 3075.2358 |  | 604.3039 | 2486.9982
|  | Plastics: PS (incl. forming) | tonnes | 3780.9205 |  | 1650.3656 | 3178.8031
|  | Plastics: PVC (incl. forming) | tonnes | 3416.0558 |  | 604.3039 | 2467.8182
|  |  |  | Primary material production | Re-used | Open-loop source | Closed loop source
| Activity | Material | Unit | kg CO2e | kg CO2e | kg CO2e | kg CO2e
| Paper | Paper and board: board | tonnes | 844.4816 |  |  | 795.4032
|  | Paper and board: mixed | tonnes | 872.2746 |  |  | 795.4032
|  | Paper and board: paper | tonnes | 955.6535 |  |  | 795.4032
FAQs
Can I use these factor for my waste?
No, these factors are not appropriate. For specific end-of-life figures, please see the ‘Waste disposal’ tab.
For information about how the conversion factors have been derived, please refer to the 'Methodology paper' that accompanies the conversion factors.
Note on E20: The materials are made from virgin stock.
Note on F20: The materials are re-used instead of disposed of by recycling or landfill.
Note on G20: The materials are made from recycled content where the previous product was different to the current product.
Note on H20: The materials are made from recycled content where the previous product was the same as the new product.
Note on E21: kg CO₂e per unit
Note on F21: kg CO₂e per unit
Note on G21: kg CO₂e per unit
Note on H21: kg CO₂e per unit
Note on C22: Also known as rubble.
Note on E37: The materials are made from virgin stock.
Note on F37: The materials are re-used instead of disposed of by recycling or landfill.
Note on G37: The materials are made from recycled content where the previous product was different to the current product.
Note on H37: The materials are made from recycled content where the previous product was the same as the new product.
Note on E38: kg CO₂e per unit
Note on F38: kg CO₂e per unit
Note on G38: kg CO₂e per unit
Note on H38: kg CO₂e per unit
Note on E45: The materials are made from virgin stock.
Note on F45: The materials are re-used instead of disposed of by recycling or landfill.
Note on G45: The materials are made from recycled content where the previous product was different to the current product.
Note on H45: The materials are made from recycled content where the previous product was the same as the new product.
Note on E46: kg CO₂e per unit
Note on F46: kg CO₂e per unit
Note on G46: kg CO₂e per unit
Note on H46: kg CO₂e per unit
Note on E51: The materials are made from virgin stock.
Note on F51: The materials are re-used instead of disposed of by recycling or landfill.
Note on G51: The materials are made from recycled content where the previous product was different to the current product.
Note on H51: The materials are made from recycled content where the previous product was the same as the new product.
Note on E52: kg CO₂e per unit
Note on F52: kg CO₂e per unit
Note on G52: kg CO₂e per unit
Note on H52: kg CO₂e per unit
Note on C54: Stationary machines for routine housekeeping tasks (such as cookers and fridges).
Note on C56: Small power equipment.
Note on C57: Excludes car batteries.
Note on E60: The materials are made from virgin stock.
Note on F60: The materials are re-used instead of disposed of by recycling or landfill.
Note on G60: The materials are made from recycled content where the previous product was different to the current product.
Note on H60: The materials are made from recycled content where the previous product was the same as the new product.
Note on E61: kg CO₂e per unit
Note on F61: kg CO₂e per unit
Note on G61: kg CO₂e per unit
Note on H61: kg CO₂e per unit
Note on E68: The materials are made from virgin stock.
Note on F68: The materials are re-used instead of disposed of by recycling or landfill.
Note on G68: The materials are made from recycled content where the previous product was different to the current product.
Note on H68: The materials are made from recycled content where the previous product was the same as the new product.
Note on E69: kg CO₂e per unit
Note on F69: kg CO₂e per unit
Note on G69: kg CO₂e per unit
Note on H69: kg CO₂e per unit
Note on C73: An opaque plastic commonly used for milk bottles.
Note on C74: Packaging material (such as foils and plastic bags).
Note on C75: For example, clear drink bottles and sandwich wrappers.
Note on C76: Mainly used in injection moulding (for example, for cutlery, containers and automotive parts).
Note on C77: Commonly used for foam-based insulation and cheap disposable items (such as protective packaging and disposable cutlery).
Note on C78: Widespread use in building, transport, packaging, electrical/electronic and healthcare applications.
Note on E81: The materials are made from virgin stock.
Note on F81: The materials are re-used instead of disposed of by recycling or landfill.
Note on G81: The materials are made from recycled content where the previous product was different to the current product.
Note on H81: The materials are made from recycled content where the previous product was the same as the new product.
Note on E82: kg CO₂e per unit
Note on F82: kg CO₂e per unit
Note on G82: kg CO₂e per unit
Note on H82: kg CO₂e per unit
Note on C83: Average: 78% corrugate and 22% cartonboard.
Note on C84: Assumes 25% paper, 75% board.

## Waste disposal factors
UK Government GHG Conversion Factors for Company Reporting
Waste disposal factors
Index
| Emissions source: | Waste disposal | Expiry: | 2019-07-31 | Factor set: | Standard Set
| Scope: | Scope 3 | Version: | 1.01 | Year: | 2017
Waste disposal figures should be used for end-of-life disposal of different materials using a variety of different disposal methods.
Guidance
● To calculate the emissions from multiple waste streams, the emissions sub totals may be added up.
● These factors cannot be used to determine the relative lifecycle merit of different waste management options. This is because the benefits of energy recovery and recycling are attributed to the user of the recycled materials, not the producer of the waste, in line with GHG Protocol Guidelines.
● For landfill, the factors in the tables include collection, transportion and landfill emissions (‘gate to grave’). For combustion and recycling, the factors consider transport to an energy recovery or materials reclamation facility only. This is in line with GHG Protocol Guidelines, with subsequent emissions attributed to electricity generation or recycled material production respectively.
IMPORTANT: These data are intended ONLY for use in preparing and submitting company GHG reports. They are not suitable for assessing or comparing the impacts of different waste management options.
Example of calculating emissions from waste disposal
Company K sends 0.5 tonnes of food waste to landfill each year, but has a white paper recycling scheme in place.
To calculate the emissions from the food waste, it selects the ‘organic: food and drink waste’category and the appropriate ‘landfill’ factor. It multiplies this factor by the 0.5 tonnes of food waste and to get a waste disposal sub-total. For the white paper, it selects the ‘paper and board: paper’ category and the closed-loop factor (since the paper is sent for recycling into other paper products). This is multiplied by the mass of the white paper recycled to give a further waste disposal sub-total.
Company K’s total waste emissions are calculated by adding the two waste disposal subtotals together.
|  |  |  | Re-use | Open-loop | Closed-loop | Combustion | Composting | Landfill | Anaerobic digestion
| Activity | Waste type | Unit | kg CO2e | kg CO2e | kg CO2e | kg CO2e | kg CO2e | kg CO2e | kg CO2e
| Construction | Aggregates | tonnes | 1.0192 | 1.0192 | 1.0192 |  |  | 1.277
|  | Average construction | tonnes | 1.0192 | 1.37 | 1.0192
|  | Asbestos | tonnes | [5 empty] | 1.277
|  | Asphalt | tonnes | 1.0192 | 1.37 | 1.0192 |  |  | 1.277
|  | Bricks | tonnes |  | 1.0192 |  |  |  | 1.277
|  | Concrete | tonnes |  | 1.0192 | 1.0192 |  |  | 1.277
|  | Insulation | tonnes |  |  | 1.0192 |  |  | 1.277
|  | Metals | tonnes |  |  | 1.0192 |  |  | 1.277
|  | Soils | tonnes |  |  | 1.0192 |  |  | 17.6204
|  | Mineral oil | tonnes |  |  | 21.3842 | 21.3842
|  | Plasterboard | tonnes |  |  | 21.3842 |  |  | 71.95
|  | Tyres | tonnes | 21.3842 | 21.3842 | 21.3842
|  | Wood | tonnes | 64.3758 | 21.3842 | 21.3842 | 21.3842 | 21.3842 | 828.1303
|  |  |  | Re-use | Open-loop | Closed-loop | Combustion | Composting | Landfill | Anaerobic digestion
| Activity | Waste type | Unit | kg CO2e | kg CO2e | kg CO2e | kg CO2e | kg CO2e | kg CO2e | kg CO2e
| Other | Books | tonnes |  |  | 21.3842 | 21.3842 | 21.3842 | 1041.9017
|  | Glass | tonnes |  | 21.3842 | 21.3842 | 21.3842 |  | 9
|  | Clothing | tonnes | 21.3842 |  | 21.3842 | 21.3842 |  | 445.0414
|  |  |  | Re-use | Open-loop | Closed-loop | Combustion | Composting | Landfill | Anaerobic digestion
| Activity | Waste type | Unit | kg CO2e | kg CO2e | kg CO2e | kg CO2e | kg CO2e | kg CO2e | kg CO2e
| Refuse | Municipal waste | tonnes |  | 21.3842 | 21.3842 | 21.3842 |  | 586.5313 | 21.3842
|  | Organic: food and drink waste | tonnes |  |  |  | 21.3842 | 10.2586 | 626.9729 | 21.3842
|  | Organic: garden waste | tonnes |  |  |  | 21.3842 | 10.2586 | 579.0571 | 21.3842
|  | Organic: mixed food and garden waste | tonnes |  |  |  | 21.3842 | 10.2586 | 587.4424 | 21.3842
|  | Commercial and industrial waste | tonnes |  |  | 21.3842 | 21.3842 |  | 99.7729 | 21.3842
|  |  |  | Re-use | Open-loop | Closed-loop | Combustion | Composting | Landfill | Anaerobic digestion
| Activity | Waste type | Unit | kg CO2e | kg CO2e | kg CO2e | kg CO2e | kg CO2e | kg CO2e | kg CO2e
| Electrical items | WEEE - fridges and freezers | tonnes |  | 21.3842 |  |  |  | 16.58
|  | WEEE - large | tonnes |  | 21.3842 |  | 21.3842 |  | 16.58
|  | WEEE - mixed | tonnes |  | 21.3842 |  | 21.3842 |  | 16.58
|  | WEEE - small | tonnes |  | 21.3842 |  | 21.3842 |  | 16.58
|  | Batteries | tonnes |  | 64.6365 |  |  |  | 75.4919
|  |  |  | Re-use | Open-loop | Closed-loop | Combustion | Composting | Landfill | Anaerobic digestion
| Activity | Waste type | Unit | kg CO2e | kg CO2e | kg CO2e | kg CO2e | kg CO2e | kg CO2e | kg CO2e
| Metal | Metal: aluminium cans and foil (excl. forming) | tonnes |  |  | 21.3842 | 21.3842 |  | 9
|  | Metal: mixed cans | tonnes |  |  | 21.3842 | 21.3842 |  | 9
|  | Metal: scrap metal | tonnes |  |  | 21.3842 | 21.3842 |  | 9
|  | Metal: steel cans | tonnes |  |  | 21.3842 | 21.3842 |  | 9
|  |  |  | Re-use | Open-loop | Closed-loop | Combustion | Composting | Landfill | Anaerobic digestion
| Activity | Waste type | Unit | kg CO2e | kg CO2e | kg CO2e | kg CO2e | kg CO2e | kg CO2e | kg CO2e
| Plastic | Plastics: average plastics | tonnes |  | 21.3842 | 21.3842 | 21.3842 |  | 9
|  | Plastics: average plastic film | tonnes |  | 21.3842 | 21.3842 | 21.3842 |  | 9
|  | Plastics: average plastic rigid | tonnes |  | 21.3842 | 21.3842 | 21.3842 |  | 9
|  | Plastics: HDPE (incl. forming) | tonnes |  | 21.3842 | 21.3842 | 21.3842 |  | 9
|  | Plastics: LDPE and LLDPE (incl. forming) | tonnes |  | 21.3842 | 21.3842 | 21.3842 |  | 9
|  | Plastics: PET (incl. forming) | tonnes |  | 21.3842 | 21.3842 | 21.3842 |  | 9
|  | Plastics: PP (incl. forming) | tonnes |  | 21.3842 | 21.3842 | 21.3842 |  | 9
|  | Plastics: PS (incl. forming) | tonnes |  | 21.3842 | 21.3842 | 21.3842 |  | 9
|  | Plastics: PVC (incl. forming) | tonnes |  | 21.3842 | 21.3842 | 21.3842 |  | 9
|  |  |  | Re-use | Open-loop | Closed-loop | Combustion | Composting | Landfill | Anaerobic digestion
| Activity | Waste type | Unit | kg CO2e | kg CO2e | kg CO2e | kg CO2e | kg CO2e | kg CO2e | kg CO2e
| Paper | Paper and board: board | tonnes |  |  | 21.3842 | 21.3842 | 21.3842 | 1041.9017
|  | Paper and board: mixed | tonnes |  |  | 21.3842 | 21.3842 | 21.3842 | 1041.9017
|  | Paper and board: paper | tonnes |  |  | 21.3842 | 21.3842 | 21.3842 | 1041.9017
FAQs
Can I use these factors for goods my organisation procures?
No, these factors are not appropriate. For specific procurement factors, please see the ‘Material' use tab.
How do I calculate the weight of my waste?
There are a variety of different methods to work out the amount of waste your organisation generates. Waste transfer/consignment notes from your commercial waste collector are a good place to start as it may have specific information on the waste that has been collected from you. Alternatively, the commercial waste collector may be able to advise on an average weight you can apply given the waste infrastructure you have on site or you can conduct a waste audit - this is where a member of staff samples the composition of your waste and weighs the waste and/or recycling generated on a regular basis.
For information about how the conversion factors have been derived, please refer to the 'Methodology paper' that accompanies the conversion factors.
Note on E19: Materials that are re-used instead of disposed of by recycling or landfill.
Note on F19: Open-loop recycling is the process of recycling material into other products.
Note on G19: Closed-loop recycling is the process of recycling material back into the same product.
Note on H19: Energy is recovered from the waste through incineration and subsequent generation of electricity.
Note on I19: CO₂e emitted as a result of composting a waste stream.
Note on E20: kg CO₂e per unit
Note on F20: kg CO₂e per unit
Note on G20: kg CO₂e per unit
Note on H20: kg CO₂e per unit
Note on I20: kg CO₂e per unit
Note on J20: kg CO₂e per unit
Note on K20: kg CO₂e per unit
Note on E36: Materials that are re-used instead of disposed of by recycling or landfill.
Note on F36: Open-loop recycling is the process of recycling material into other products.
Note on G36: Closed-loop recycling is the process of recycling material back into the same product.
Note on H36: Energy is recovered from the waste through incineration and subsequent generation of electricity.
Note on I36: CO₂e emitted as a result of composting a waste stream.
Note on E37: kg CO₂e per unit
Note on F37: kg CO₂e per unit
Note on G37: kg CO₂e per unit
Note on H37: kg CO₂e per unit
Note on I37: kg CO₂e per unit
Note on J37: kg CO₂e per unit
Note on K37: kg CO₂e per unit
Note on E43: Materials that are re-used instead of disposed of by recycling or landfill.
Note on F43: Open-loop recycling is the process of recycling material into other products.
Note on G43: Closed-loop recycling is the process of recycling material back into the same product.
Note on H43: Energy is recovered from the waste through incineration and subsequent generation of electricity.
Note on I43: CO₂e emitted as a result of composting a waste stream.
Note on K43: Energy is recovered from the waste through anaerobic digestion.
Note on E44: kg CO₂e per unit
Note on F44: kg CO₂e per unit
Note on G44: kg CO₂e per unit
Note on H44: kg CO₂e per unit
Note on I44: kg CO₂e per unit
Note on J44: kg CO₂e per unit
Note on K44: kg CO₂e per unit
Note on C45: Domestic waste.
Note on C49: Waste generated by businesses or industrial operations.
Note on E52: Materials that are re-used instead of disposed of by recycling or landfill.
Note on F52: Open-loop recycling is the process of recycling material into other products.
Note on G52: Closed-loop recycling is the process of recycling material back into the same product.
Note on H52: Energy is recovered from the waste through incineration and subsequent generation of electricity.
Note on I52: CO₂e emitted as a result of composting a waste stream.
Note on K52: Energy is recovered from the waste through anaerobic digestion.
Note on E53: kg CO₂e per unit
Note on F53: kg CO₂e per unit
Note on G53: kg CO₂e per unit
Note on H53: kg CO₂e per unit
Note on I53: kg CO₂e per unit
Note on J53: kg CO₂e per unit
Note on K53: kg CO₂e per unit
Note on C55: Stationary machines for routine housekeeping tasks (such as cookers and fridges).
Note on C57: Small power equipment.
Note on C58: Excludes car batteries.
Note on E61: Materials that are re-used instead of disposed of by recycling or landfill.
Note on F61: Open-loop recycling is the process of recycling material into other products.
Note on G61: Closed-loop recycling is the process of recycling material back into the same product.
Note on H61: Energy is recovered from the waste through incineration and subsequent generation of electricity.
Note on I61: CO₂e emitted as a result of composting a waste stream.
Note on K61: Energy is recovered from the waste through anaerobic digestion.
Note on E62: kg CO₂e per unit
Note on F62: kg CO₂e per unit
Note on G62: kg CO₂e per unit
Note on H62: kg CO₂e per unit
Note on I62: kg CO₂e per unit
Note on J62: kg CO₂e per unit
Note on K62: kg CO₂e per unit
Note on E69: Materials that are re-used instead of disposed of by recycling or landfill.
Note on F69: Open-loop recycling is the process of recycling material into other products.
Note on G69: Closed-loop recycling is the process of recycling material back into the same product.
Note on H69: Energy is recovered from the waste through incineration and subsequent generation of electricity.
Note on I69: CO₂e emitted as a result of composting a waste stream.
Note on K69: Energy is recovered from the waste through anaerobic digestion.
Note on E70: kg CO₂e per unit
Note on F70: kg CO₂e per unit
Note on G70: kg CO₂e per unit
Note on H70: kg CO₂e per unit
Note on I70: kg CO₂e per unit
Note on J70: kg CO₂e per unit
Note on K70: kg CO₂e per unit
Note on C74: An opaque plastic commonly used for milk bottles.
Note on C75: Packaging material (such as foils and plastic bags).
Note on C76: For example, clear drink bottles and sandwich wrappers.
Note on C77: Mainly used in injection moulding (that is, for cutlery, containers and automotive parts).
Note on C78: Commonly used for foam-based insulation and cheap disposable items (such as protective packaging and disposable cutlery).
Note on C79: Widespread use in building, transport, packaging, electrical/electronic and healthcare applications.
Note on E82: Materials that are re-used instead of disposed of by recycling or landfill.
Note on F82: Open-loop recycling is the process of recycling material into other products.
Note on G82: Closed-loop recycling is the process of recycling material back into the same product.
Note on H82: Energy is recovered from the waste through incineration and subsequent generation of electricity.
Note on I82: CO₂e emitted as a result of composting a waste stream.
Note on K82: Energy is recovered from the waste through anaerobic digestion.
Note on E83: kg CO₂e per unit
Note on F83: kg CO₂e per unit
Note on G83: kg CO₂e per unit
Note on H83: kg CO₂e per unit
Note on I83: kg CO₂e per unit
Note on J83: kg CO₂e per unit
Note on K83: kg CO₂e per unit
Note on C84: Average: 78% corrugate and 22% carton board
Note on C85: Assumes 25% paper, 75% board

## Detailed kwh benchmarks
Building Type | Heating | HW | Heating &HW | Catering gas | Swim pool gas | Swim pool elec | Heating - Elec | HW -elec | Leisure | Cooling | Fans, Pumps & Controls | Humid | Lighting | Office Equip | Refrig | Catering elec | Other elec | computer room | Process Energy - elec | Process Energy - gas | Gas kWh/m2/yr | Elec kWh/m2/yr | Total kWh/m2/yr | Gas kWh/m2/yr | Elec kWh/m2/yr | Total kWh/m2/yr | Avge Floor Area m2
Small office | 141 | 10 | 151 | 0 | 0 | 0 |  |  | 0 | 0 | 6 | 0 | 23 | 18 |  | 3 | 4 | 0 | 0 |  | 151 | 54 | 205 | 151 | 54 | 205 | 437
Nat ventilated - open plan | 141 | 10 | 151 | 0 | 0 | 0 |  |  | 0 | 2 | 8 | 0 | 38 | 27 |  | 5 | 5 | 0 | 0 |  | 151 | 85 | 236 | 151 | 85 | 236 | 437
Air-cond - open plan | 158 | 20 | 178 | 0 | 0 | 0 |  |  | 0 | 31 | 60 | 18 | 54 | 31 |  | 6 | 8 | 18 | 0 |  | 178 | 226 | 404 | 178 | 226 | 404 | 437
Air-cond - HQ | 181 | 20 | 201 | 9 | 0 | 0 |  |  | 0 | 41 | 67 | 23 | 60 | 32 |  | 15 | 15 | 105 | 0 |  | 210 | 358 | 568 | 210 | 358 | 568 | 437
Nursery School | 114.1 | 32.6 | 146.7 | 16.3 | 0 | 0 |  |  | 0 | 0 | 1.5667 | 0 | 11.2 | 2 |  | 2 | 7 | 0 | 0 |  | 163 | 23.7667 | 186.7667 |  |  |  | 160
Primary/middle no pool | 114.1 | 32.6 | 146.7 | 16.3 | 0 | 0 |  |  | 0 | 0 | 1.5667 | 0 | 11.2 | 2 |  | 2 | 7 | 0 | 0 |  | 163 | 23.7667 | 186.7667 | 163 | 23.5 | 186.5 | 1100
Primary with pool | 114.1 | 32.6 | 146.7 | 16.3 | 19 | 3 |  |  | 0 | 0 | 1.5667 | 0 | 11.2 | 2 |  | 2 | 7 | 0 | 0 |  | 182 | 26.7667 | 208.7667 |  |  |  | 2610
Secondary no pool | 124.6 | 35.6 | 160.2 | 17.8 | 0 | 0 |  |  | 0 | 0 | 1.7667 | 0 | 12.6 | 2 |  | 2.25 | 8 | 0 | 0 |  | 178 | 26.6167 | 204.6167 | 177.5 | 26.5 | 204 | 7006
Secondary with pool | 124.6 | 35.6 | 160.2 | 17.8 | 19 | 3 |  |  | 0 | 0 | 1.9667 | 0 | 12.6 | 2 |  | 2.25 | 9 | 0 | 0 |  | 197 | 30.8167 | 227.8167 | 196.5 | 29.5 | 226 | 9443
Special School | 114.1 | 32.6 | 146.7 | 16.3 | 0 | 0 |  |  | 0 | 0 | 1.5667 | 0 | 11.2 | 2 |  | 2 | 7 | 0 | 0 |  | 163 | 23.7667 | 186.7667 |  |  |  | 1725
Uni - residential building | 238.5 | 26.5 | 265 | 0 | 0 | 0 |  |  | 0 | 0 | 10 | 0 | 45 | 14 | 3 | 11 | 10 | 0 | 0 |  | 265 | 93 | 358 | 265 | 92.5 | 357.5 | 30000
Uni - academic building | 172.125 | 20.25 | 192.375 | 10.125 | 0 | 0 |  |  | 0 | 3 | 8 | 0 | 38 | 27 |  | 5 | 5 | 0 | 0 |  | 202.5 | 86 | 288.5 | 202.5 | 80 | 282.5 | 26000
College of higher Education | 153 | 18 | 171 | 9 | 0 | 0 |  |  | 0 | 3 | 6 | 0 | 23 | 18 |  | 5 | 5 | 0 | 0 |  | 180 | 60 | 240 | 180 | 42.5 | 222.5 | 11100
Adult Education Centre | 153 | 18 | 171 | 9 | 0 | 0 |  |  | 0 | 3 | 6 | 0 | 23 | 18 |  | 5 | 5 | 0 | 0 |  | 180 | 60 | 240 |  |  |  | 1500
Small hotel /guest house | 230 | 70 | 300 | 60 |  |  |  |  | 7 | 3 | 10 | 0 | 55 | 5 |  | 32 | 8 | 0 | 0 |  | 360 | 120 | 480 | 300 | 100 | 400 | 240
Business/ holiday hotel | 230 | 90 | 320 | 80 |  |  |  |  | 10 | 3 | 10 | 0 | 65 | 10 |  | 32 | 10 | 0 | 0 |  | 400 | 130 | 530 | 330 | 110 | 440 | 800
Luxury hotel | 260 | 110 | 370 | 90 |  |  |  |  | 10 | 3 | 10 | 0 | 70 | 10 |  | 32 | 15 | 0 | 0 |  | 460 | 140 | 600 | 380 | 120 | 500 | 800
Workshop | 155.2 | 4.8 | 185 | 0 | 0 | 0 |  |  | 0 | 0 | 8 | 0 | 25 | 0 |  | 2 | 10 | 0 | 0 |  | 185 | 45 | 230 |  |  |  | 367
General manufacturing | 266.75 | 8.25 | 325 | 0 | 0 | 0 |  |  | 0 | 0 | 20 | 0 | 45 | 0 |  | 2 | 20 | 0 | 495 |  | 325 | 582 | 907 | 275 | 75 | 350 | 930
Factory/office | 181.875 | 5.625 | 225 | 0 | 0 | 0 |  |  | 0 | 0 | 15 | 0 | 60 | 10 |  | 4 | 15 | 0 | 100 |  | 225 | 204 | 429 | 187.5 | 86 | 273.5 | 930
Light manufacturing | 230.375 | 7.125 | 300 | 0 | 0 | 0 |  |  | 0 | 0 | 10 | 0 | 50 | 0 |  | 2 | 10 | 0 | 82 |  | 300 | 154 | 454 | 237.5 | 56.5 | 294 | 930
Storage and distribution | 155.2 | 4.8 | 185 | 0 | 0 | 0 |  |  | 0 | 0 | 8 | 0 | 25 | 0 |  | 2 | 10 | 0 | 0 |  | 185 | 45 | 230 | 160 | 36 | 196 | 367
Cold Store | 46.96 | 0 | 46.96 | 0 | 0 | 0 |  |  | 0 | 0 | 17.61 | 0 | 29.35 | 0 | 481.34 | 0 | 11.74 | 0 | 0 |  | 46.96 | 540.04 | 587 |  |  |  | 2100
Post Office | 155.5556 | 19.4444 | 175 | 0 | 0 | 0 |  |  | 0 | 0 | 4 | 0 | 36 | 8 |  | 0 | 10 | 0 | 0 |  | 175 | 58 | 233 | 175 | 57.5 | 232.5 | 492
Post Office - elec heated |  |  |  | 0 | 0 | 0 | 56 | 7 | 0 | 0 | 8 | 0 | 37 | 15 |  | 0 | 14 | 3 | 0 |  | 0 | 140 | 140 | 0 | 110 | 110 | 492
Bank or building society - gas, no ac | 88.8889 | 11.1111 | 100 | 0 | 0 | 0 |  |  | 0 | 0 | 4 | 0 | 37 | 15 |  | 0 | 14 | 3 | 0 |  | 100 | 73 | 173 | 85 | 85 | 170 | 350
Bank or building society - elec heated |  |  |  | 0 | 0 | 0 | 56 | 7 | 0 | 0 | 8 | 0 | 37 | 15 |  | 0 | 14 | 3 | 0 |  | 0 | 140 | 140 | 0 | 120 | 120 | 350
High Street Agency | 211.9101 | 18.0899 | 230 | 0 | 0 | 0 |  |  | 0 | 0 | 4 | 0 | 37 | 10 |  | 0 | 12 | 0 | 0 |  | 230 | 63 | 293 | 190 | 65 | 255 | 256
High Street Agency - elec heated |  |  |  | 0 | 0 | 0 | 82 | 7 | 0 | 0 | 7 | 0 | 37 | 10 |  | 0 | 17 | 0 | 0 |  | 0 | 160 | 160 | 0 | 125 | 125 | 256
DIY store | 145.2632 | 27.2368 | 172.5 | 0 | 0 | 0 |  |  | 0 | 0 | 17.9012 | 0 | 107.4074 |  |  |  | 19.6914 | 0 | 0 |  | 172.5 | 145 | 317.5 | 172.5 | 145 | 317.5 | 1200
Non-food shop | 80.2941 | 24.7059 | 105 | 0 | 0 | 0 |  |  | 0 |  | 12.5683 | 0 | 192.2951 |  | 0 | 0 | 25.1366 | 0 | 0 |  | 105 | 230 | 335 | 105 | 230 | 335 | 64
Non-food shop - elec heated |  |  |  | 0 | 0 | 0 | 27 | 8 | 0 |  | 12.5683 | 0 | 192.2951 |  | 0 | 0 | 25.1366 | 0 | 0 |  | 0 | 265 | 265 | 0 | 265 | 265 | 64
Department Store | 138.75 | 46.25 | 185 | 0 | 0 | 0 |  |  | 0 | 60.2273 | 45.1705 | 0 | 105.3977 |  | 18.0682 | 0 | 36.1364 | 0 | 0 |  | 185 | 265 | 450 | 185 | 265 | 450 | 3600
Department Store - elec heated |  |  |  | 0 | 0 | 0 | 49 | 16 | 0 | 60.2273 | 45.1705 | 0 | 105.3977 |  | 18.0682 | 0 | 36.1364 | 0 | 0 |  | 0 | 330 | 330 | 0 | 330 | 330 | 3600
Small Food Store | 67.5 | 22.5 | 90 | 0 | 0 | 0 |  |  | 0 |  | 14.0625 | 0 | 210.9375 |  | 201.5625 | 0 | 23.4375 | 0 | 0 |  | 90 | 450 | 540 | 90 | 450 | 540 | 167
Small Food Store - elec heated |  |  |  | 0 | 0 | 0 | 34 | 11 | 0 |  | 14.0625 | 0 | 210.9375 |  | 201.5625 | 0 | 23.4375 | 0 | 0 |  | 0 | 495 | 495 | 0 | 495 | 495 | 167
Supermarket | 184.0909 | 40.9091 | 225 | 0 | 0 | 0 |  |  | 0 | 67.3016 | 25.2381 | 0 | 126.1905 |  | 420.6349 | 117.7778 | 37.8571 | 0 | 0 |  | 225 | 795 | 1020 | 225 | 795 | 1020 | 1200
Supermarket - elec heated |  |  |  | 0 | 0 | 0 | 86 | 19 | 0 | 67.3016 | 25.2381 | 0 | 126.1905 |  | 420.6349 | 117.7778 | 37.8571 | 0 | 0 |  | 0 | 900 | 900 | 0 | 900 | 900 | 1200
Superstore - gas heated | 184.0909 | 40.9091 | 225 | 0 | 0 | 0 |  |  | 0 | 67.3016 | 25.2381 | 0 | 126.1905 |  | 420.6349 | 117.7778 | 37.8571 | 0 | 0 |  | 225 | 795 | 1020 |  |  |  | 6600
Laundry/dry Cleaner | 80.2941 | 70 | 150.2941 | 0 | 0 | 0 |  |  | 0 |  | 12.5683 | 0 | 192.2951 |  | 0 | 0 | 25.1366 | 0 | 0 |  | 150.2941 | 230 | 380.2941 |  |  |  | 90
Hairdresser | 80.2941 | 70 | 150.2941 | 0 | 0 | 0 |  |  | 0 |  | 12.5683 | 0 | 192.2951 |  | 0 | 0 | 25.1366 | 0 | 0 |  | 150.2941 | 230 | 380.2941 |  |  |  | 350
Betting Shop - gas heated | 80.2941 | 24.7059 | 105 | 0 | 0 | 0 |  |  | 0 |  | 12.5683 | 0 | 192.2951 |  | 0 | 0 | 25.1366 | 0 | 0 |  | 105 | 230 | 335 |  |  |  | 190
Betting Shop - elec heated |  |  |  | 0 | 0 | 0 | 27 | 8 | 0 |  | 12.5683 | 0 | 192.2951 |  | 0 | 0 | 25.1366 | 0 | 0 |  | 0 | 265 | 265 |  |  |  | 190
Garage/Petrol Station | 80.2941 | 24.7059 | 105 | 0 | 0 | 0 |  |  | 0 |  | 12.5683 | 0 | 192.2951 |  | 0 | 0 | 25.1366 | 0 | 0 |  | 105 | 230 | 335 |  |  |  | 125
Snack bar/Café | 47.9167 | 335.4167 | 383.3333 | 191.6667 | 0 | 0 |  |  | 0 |  | 9.7159 | 0 | 68.0114 |  | 29.1477 | 728.6932 | 19.4318 | 0 | 0 |  | 575 | 855 | 1430 |  |  |  | 250
Take Away | 47.9167 | 335.4167 | 383.3333 | 191.6667 | 0 | 0 |  |  | 0 |  | 9.7159 | 0 | 68.0114 |  | 29.1477 | 728.6932 | 19.4318 | 0 | 0 |  | 575 | 855 | 1430 |  |  |  | 40
Restaurant with bar | 345 | 265.3846 | 610.3846 | 79.6154 | 0 | 0 |  |  | 0 |  | 79.3919 | 0 | 428.7162 |  | 269.9324 | 174.6622 | 222.2973 | 0 | 0 |  | 690 | 1175 | 1865 | 690 | 1175 | 1865 | 250
Fast food restauarant | 47.9167 | 335.4167 | 383.3333 | 191.6667 | 0 | 0 |  |  | 0 |  | 9.7159 | 0 | 68.0114 |  | 29.1477 | 728.6932 | 19.4318 | 0 | 0 |  | 575 | 855 | 1430 | 575 | 855 | 1430 | 250
Pub restaurant (in kWh / place setting) | 1500 | 1100 | 2600 | 500 | 0 | 0 |  |  | 0 |  | 60.8696 | 0 | 547.8261 |  | 426.087 | 223.1884 | 142.029 | 0 | 0 |  | 3100 | 1400 | 4500 | 3100 | 1400 | 4500 | 25
Public house (in kWh/m2/£1000 turnover) | 1.3393 | 0.89286 | 2.2321 | 0.26786 | 0 | 0 |  |  | 0 |  | 0.054167 | 0 | 0.4875 |  | 0.37917 | 0.19861 | 0.18056 | 0 | 0 |  | 2.5 | 1.3 | 3.8 | 2.5 | 1.3 | 3.8 | 60000
Nightclub | 1.3393 | 0.89286 | 2.2321 | 0.26786 | 0 | 0 |  |  | 0 |  | 0.054167 | 0 | 0.4875 |  | 0.37917 | 0.19861 | 0.18056 | 0 | 0 |  | 2.5 | 1.3 | 3.8 |  |  |  | 250
Dry sports centres | 224 | 10.5 | 234.5 | 0 | 0 | 0 |  |  |  |  | 45.5 | 0 | 56 |  |  |  | 14 | 0 | 0 |  | 270 | 80 | 350 | 270 | 80 | 350 | 1636
Sports and recreation centre with pool | 326.3 | 25.1 | 351.4 | 0 | 156.875 | [5 empty] | 75.3 | 0 | 25.1 |  |  |  | 18.825 | 0 | 0 |  | 450 | 177.5 | 627.5 | 450 | 177.5 | 627.5 | 3452
Swimming pool only | 518.7375 | 35.775 | 554.5125 | 0 | 393.525 | 0 |  |  | 0 | 0 | 137.1375 | 0 | 47.7 | 0 | 0 | 0 | 59.625 | 0 | 0 |  | 948.0375 | 244.4625 | 1192.5 | 947.5 | 245 | 1192.5 | 4576
Prison | 412.25 | 48.5 | 460.75 | 24.25 | 0 | 0 |  |  | 0 | 0 | 33 | 0 | 78.84 | 2.628 | 0 | 6 | 15 | 0 | 0 |  | 485 | 135.468 | 620.468 | 485 | 135 | 620 | 18000
Police Station | 299.625 | 35.25 | 334.875 | 17.625 | 0 | 0 |  |  | 0 | 0 | 8 | 0 | 26 | 13.14 | 0 | 3 | 3 | 0 | 0 |  | 352.5 | 53.14 | 405.64 | 352.5 | 52.5 | 405 | 3000
Fire station | 393.125 | 46.25 | 439.375 | 23.125 | 0 | 0 |  |  | 0 | 0 | 8 | 0 | 39.42 | 2.628 | 0 | 6 | 11.5 | 0 | 0 |  | 462.5 | 67.548 | 530.048 | 462.5 | 67.5 | 530 | 750
Ambulance station | 344.25 | 40.5 | 384.75 | 20.25 | 0 | 0 |  |  | 0 | 0 | 8 | 0 | 39.42 | 2.628 | 0 | 6 | 3.5 | 0 | 0 |  | 405 | 59.548 | 464.548 | 405 | 60 | 465 | 750
Crown and County Court | 163.625 | 19.25 | 182.875 | 9.625 | 0 | 0 |  |  | 0 | 31 | 45 | 0 | 31.2 | 2.08 | 0 | 6 | 3 | 0 | 0 |  | 192.5 | 118.28 | 310.78 | 192.5 | 117.5 | 310 | 1200
Transport Depots | 276 | 13.8 | 289.8 | 0 | 0 | 0 |  |  | 0 | 0 | 0 | 0 | 20.7 | 0 | 0 | 6.9 | 27.6 | 0 | 0 |  | 289.8 | 55.2 | 345 |  |  |  | 1696
Church | 103.5 | 11.5 | 115 | 0 | 0 | 0 |  |  | 0 | 0 | 0 | 0 | 12 | 0 | 0 | 0 | 3 | 0 | 0 |  | 115 | 15 | 130 | 115 | 15 | 130 | 450
Library | 162 | 18 | 180 | 0 | 0 | 0 |  |  | 0 |  | 8 | 0 | 37.8 | 12.6 | 0 | 0 | 2 | 0 | 0 |  | 180 | 60.4 | 240.4 | 180 | 60 | 240 | 800
Museum and Art Gallery | 133.875 | 15.75 | 149.625 | 7.875 | 0 | 0 |  |  | 0 | 21 | 40 | 0 | 37.8 | 0 | 0 | 6 | 3 | 0 | 0 |  | 157.5 | 107.8 | 265.3 | 157.5 | 107.5 | 265 | 800
Cinemas | 547.931 | 19.569 | 567.5 | 0 | 0 | 0 |  |  | 0 |  | 109.646 | 0 | 15.6637 |  | 0 | 0 | 22.1903 | 0 | 0 |  | 567.5 | 147.5 | 715 | 567.5 | 147.5 | 715 | 1100
Theatres | 500 | 25 | 525 | 0 | 0 | 0 |  |  | 0 |  | 99.2647 | 0 | 99.2647 |  | 16.5441 |  | 9.9265 | 0 | 0 |  | 525 | 225 | 750 | 525 | 225 | 750 | 415
Bingo Clubs | 428.75 | 30.625 | 459.375 | 30.625 | 0 | 0 |  |  | 0 |  | 46.3235 | 0 | 101.9118 |  | 43.2353 | 6.1765 | 12.3529 | 0 | 0 |  | 490 | 210 | 700 | 490 | 210 | 700 | 1100
Social Clubs | 170.625 | 12.1875 | 182.8125 | 12.1875 | 0 | 0 |  |  | 0 |  | 18.75 | 0 | 41.25 |  | 17.5 | 2.5 | 5 | 0 | 0 |  | 195 | 85 | 280 | 195 | 85 | 280 | 250
Sheltered Housing/Care Homes | 230.2581 | 71.1429 | 301.4009 | 30.5991 | 0 | 0 |  |  | 0 | 0 | 4.5636 | 0 | 21.7314 | 0 | 4.2376 | 5.4329 | 25.5345 | 0 | 0 |  | 332 | 61.5 | 393.5 | 332 | 61.5 | 393.5 | 1220
Hospital - Teaching | 307.603 | 160.2099 | 467.8128 | 25.6336 | 0 | 0 |  |  | 0 | 12.8168 | 12.8168 | 0 | 25.6336 | 1.9225 | 6.4084 | 32.6828 | 55.1122 | 0 | 0 |  | 493.4464 | 147.3931 | 640.8395 | 494.445 | 146.3945 | 640.8395 | 37000
Hospital - Acute | 386.6754 | 197.7993 | 584.4747 | 29.7443 | 0 | 0 |  |  | 0 | 14.8721 | 14.8721 | 0 | 29.7443 | 2.2308 | 7.4361 | 37.9239 | 22.3082 | 0 | 0 |  | 614.219 | 129.3875 | 743.6065 | 613.6935 | 129.913 | 743.6065 | 14000
Hospital - Cottage | 363.2813 | 200.1475 | 563.4288 | 27.4175 | 0 | 0 |  |  | 0 | 0 | 13.7087 | 0 | 26.0466 | 2.0563 | 6.8544 | 34.9573 | 10.967 | 0 | 0 |  | 590.8463 | 94.5902 | 685.4365 | 591.395 | 94.0415 | 685.4365 | 2500
Hospital - Long Stay | 376.1272 | 212.9022 | 589.0294 | 33.3547 | 0 | 0 |  |  | 0 | 0 | 14.1935 | 0 | 24.8386 | 2.129 | 5.6774 | 36.1934 | 4.258 | 0 | 0 |  | 622.3841 | 87.2899 | 709.674 | 623.3885 | 86.2855 | 709.674 | 8000
Private Hospital | 376.1272 | 212.9022 | 589.0294 | 33.3547 | 0 | 0 |  |  | 0 | 0 | 14.1935 | 0 | 24.8386 | 2.129 | 5.6774 | 36.1934 | 4.258 | 0 | 0 |  | 622.3841 | 87.2899 | 709.674 |  |  |  | 6000
Health Centre | 206.0415 | 64.5802 | 270.6216 | 0 | 0 | 0 |  |  | 0 | 0 | 3.0752 | 0 | 15.3762 | 3.0752 | 0 | 0 | 15.3762 | 0 | 0 |  | 270.6216 | 36.903 | 307.5246 |  |  | 307.5246 | 1500
Doctors Surgery | 155.7875 | 48.8289 | 204.6164 | 0 | 0 | 0 |  |  | 0 | 0 | 2.3252 | 0 | 11.6259 | 2.3252 | 0 | 0 | 11.6259 | 0 | 0 |  | 204.6164 | 27.9022 | 232.5186 |  |  | 232.5186 | 225
Dentist Surgery | 190.9653 | 59.8548 | 250.8201 | 0 | 0 | 0 |  |  | 0 | 0 | 2.8502 | 0 | 14.2511 | 2.8502 | 0 | 0 | 14.2511 | 0 | 0 |  | 250.8201 | 34.2027 | 285.0228 |  |  | 285.0228 | 225
Billboard | 0 | 0 | 0 | 0 | 0 | 0 |  |  | 0 | 0 | 0 |  | 10 | [7 empty] | 0 | 10 | 10 |  |  |  | 10
Carpark | 0 | 0 | 0 | 0 | 0 | 0 |  |  | 0 | 0 | 0 | 0 | 10 | 0 | 0 | 0 | 0 | 0 | 0 |  | 0 | 10 | 10 |  |  |  | 500
Community Centre/Hall | 103.5 | 11.5 | 115 | 0 | 0 | 0 |  |  | 0 | 0 | 0 | 0 | 12 | 0 | 0 | 0 | 3 | 0 | 0 |  | 115 | 15 | 130 |  |  |  | 350
Daycentre | 114.1 | 32.6 | 146.7 | 16.3 | 0 | 0 |  |  | 0 | 0 | 1.5667 | 0 | 11.2 | 2 |  | 2 | 7 | 0 | 0 |  | 163 | 23.7667 | 186.7667 |  |  |  | 715
Outdoor Sports | 0 | 0 | 0 | 0 | 0 | [21 empty] | 350
Kiosk | 0 | 0 | 0 | 0 | 0 | 0 | [20 empty] | 4
Outdoor/covered market | [26 empty] | 1000
Public Convenience | 0 | 0 | 0 | 0 | 0 | 0 | 0 | 10 | 0 | 0 | 0 | 0 | 15 | 0 | 0 | 0 | 2 | 0 | 0 | [7 empty] | 35
Restaurant | [26 empty] | 120
Amusement Arcade | [26 empty] | 200
Cemetery
Crematoria | 141 | 10 | 151 | 0 | 0 | 0 | 0 | 0 | 0 | 0 | 6 | 0 | 15 | 0 | 0 | 0 | 2 | 0 | 0 | 1000 | [6 empty] | 300
Laboratories | [26 empty] | 300
Phone Box | [26 empty] | 1
Recording Studio | [26 empty] | 250

## Fuels CO2 factors
UK Government GHG Conversion Factors for Company Reporting
Fuels CO2 factors
Index
| Emissions source: | Fuels | Expiry: | 2018-07-31 | Factor set: | Standard Set
| Scope: | Scope 1 | Version: | 1 | Year: | 2017
Fuels conversion factors should be used for primary fuel sources combusted at a site or in an asset owned or controlled by the reporting organisation.
Guidance
● Gross calorific value (CV)/net CV basis - typically organisations should use gross CV for each kWh of energy reported (most energy billing is provided on a gross CV basis).
● 'Diesel (average biofuel blend)'/'diesel (100% mineral oil)' - typically organisations purchasing forecourt fuel should use 'diesel (average biofuel blend)'. It should be noted that any fuel an organisation reports in Scope 1 that has biofuel content must have the ‘outside of scopes’ portion reported separately as per the 'WBCSD/WRI GHG Protocol (chapter 9)'. See information about the outside of scopes emissions in the example section below.
● If any fuel type or unit has no result in the table, this is an indication the conversion factor is not available or does not exist (such as coal in litres).
Example of calculating emissions from fuels
Company A needs to report the Scope 1 emissions from its natural gas and diesel use.
● For natural gas consumption it selects a kWh conversion factor on a gross CV basis - this is the basis of most energy bills. It reports in CO2e for all fuels combusted at its premises.
● It is faced with two different types of diesel conversion factors, '100% mineral fuel' and 'diesel (average biofuel blend)'. Since it fills up its vehicles at a national chain of filling stations, it selects the average biofuel blend (this is the correct conversion factor for standard forecourt fuel, which contains a small blend of biofuel).
The activity data (that is, litres) is multiplied by the appropriate conversion factor to produce company A's fuel emissions.
Since company A is reporting a type of fuel that has biofuel content, it should also account for the ‘biogenic’ part of this fuel. To calculate this, it must also multiply the total litres of fuel used by the ‘outside of scopes’ fuel factor for ‘forecourt fuels- diesel (average biofuel blend)’ and report as a separate line item within its report called ‘outside of scopes’. This will not be included in the organisation's emissions total, but displayed separately within the emissions report. This ensures that the organisation is being transparent with regard to all potential sources of CO2 from its activities.
For more information refer to the ‘Outside of scopes’ tab for guidance.
| Activity | Fuel | Unit | kg CO2e | kg CO2 | kg CH4 | kg N2O
| Gaseous fuels | CNG | tonnes | 2814.0078 | 2808.5695 | 3.963 | 1.4753
|  |  | litres | 0.49245 | 0.4915 | 0.00069352 | 0.00025818
|  |  | kWh (Net CV) | 0.20463 | 0.20423 | 0.00028817 | 0.00010728
|  |  | kWh (Gross CV) | 0.18416 | 0.18381 | 0.00025936 | 9.6552e-05
|  | LNG | tonnes | 2814.0078 | 2808.5695 | 3.963 | 1.4753
|  |  | litres | 1.2733 | 1.2708 | 0.0017932 | 0.00066756
|  |  | kWh (Net CV) | 0.20463 | 0.20423 | 0.00028817 | 0.00010728
|  |  | kWh (Gross CV) | 0.18416 | 0.18381 | 0.00025936 | 9.6552e-05
|  | LPG | tonnes | 2940.4375 | 2936.0754 | 2.1219 | 2.2403
|  |  | litres | 1.5081 | 1.5058 | 0.0010883 | 0.001149
|  |  | kWh (Net CV) | 0.23033 | 0.22999 | 0.00016621 | 0.00017549
|  |  | kWh (Gross CV) | 0.21451 | 0.21419 | 0.00015479 | 0.00016343
|  | Natural gas | tonnes | 2814.0078 | 2808.5695 | 3.963 | 1.4753
|  |  | cubic metres | 2.0967 | 2.0927 | 0.0029528 | 0.0010993
|  |  | kWh (Net CV) | 0.20463 | 0.20423 | 0.00028817 | 0.00010728
|  |  | kWh (Gross CV) | 0.18416 | 0.18381 | 0.00025936 | 9.6552e-05
|  | Other petroleum gas | tonnes | 2623.5438 | 2621.0455 | 1.1397 | 1.3586
|  |  | litres | 0.96101 | 0.96009 | 0.00041748 | 0.00049764
|  |  | kWh (Net CV) | 0.20267 | 0.20248 | 8.8044e-05 | 0.00010495
|  |  | kWh (Gross CV) | 0.18646 | 0.18628 | 8.1e-05 | 9.6552e-05
| Activity | Fuel | Unit | kg CO2e | kg CO2 | kg CH4 | kg N2O
| Liquid fuels | Aviation spirit | tonnes | 3175.0033 | 3127.6667 | 17.5366 | 29.8
|  |  | litres | 2.255 | 2.2214 | 0.012455 | 0.021165
|  |  | kWh (Net CV) | 0.25381 | 0.25002 | 0.0014019 | 0.0023822
|  |  | kWh (Gross CV) | 0.24112 | 0.23752 | 0.0013318 | 0.0022631
|  | Aviation turbine fuel | tonnes | 3181.2209 | 3149.6667 | 1.7542 | 29.8
|  |  | litres | 2.5389 | 2.5137 | 0.0014 | 0.023783
|  |  | kWh (Net CV) | 0.26069 | 0.25811 | 0.00014376 | 0.002442
|  |  | kWh (Gross CV) | 0.24766 | 0.2452 | 0.00013657 | 0.0023199
|  | Burning oil | tonnes | 3165.4122 | 3149.6667 | 7.8998 | 7.8458
|  |  | litres | 2.5323 | 2.5197 | 0.0063198 | 0.0062766
|  |  | kWh (Net CV) | 0.25957 | 0.25828 | 0.0006478 | 0.00064337
|  |  | kWh (Gross CV) | 0.24659 | 0.24536 | 0.00061541 | 0.0006112
|  | Diesel (average biofuel blend) | tonnes | 3099.4108 | 3073.4572 | 0.61707 | 25.3365
|  |  | litres | 2.6002 | 2.5784 | 0.00051681 | 0.02122
|  |  | kWh (Net CV) | 0.26088 | 0.2587 | 5.1742e-05 | 0.0021245
|  |  | kWh (Gross CV) | 0.24523 | 0.24318 | 4.8637e-05 | 0.001997
|  | Diesel (100% mineral diesel) | tonnes | 3190.2869 | 3164.3333 | 0.61707 | 25.3365
|  |  | litres | 2.6719 | 2.6502 | 0.00051681 | 0.02122
|  |  | kWh (Net CV) | 0.26751 | 0.26533 | 5.1742e-05 | 0.0021245
|  |  | kWh (Gross CV) | 0.25146 | 0.24941 | 4.8637e-05 | 0.001997
|  | Fuel oil | tonnes | 3226.8194 | 3215.5123 | 4.0159 | 7.2912
|  |  | litres | 3.1698 | 3.1587 | 0.0039449 | 0.0071623
|  |  | kWh (Net CV) | 0.28499 | 0.28399 | 0.00035468 | 0.00064396
|  |  | kWh (Gross CV) | 0.26789 | 0.26695 | 0.0003334 | 0.00060532
|  | Gas oil | tonnes | 3470.3687 | 3190 | 3.5551 | 276.8136
|  |  | litres | 2.9535 | 2.7149 | 0.0030256 | 0.23559
|  |  | kWh (Net CV) | 0.29349 | 0.26978 | 0.00030065 | 0.02341
|  |  | kWh (Gross CV) | 0.27588 | 0.25359 | 0.00028261 | 0.022005
|  | Lubricants | tonnes | 3181.9228 | 3171.0852 | 3.2026 | 7.635
litres
|  |  | kWh (Net CV) | 0.28103 | 0.28007 | 0.00028285 | 0.00067432
|  |  | kWh (Gross CV) | 0.26416 | 0.26326 | 0.00026588 | 0.00063386
|  | Naphtha | tonnes | 3142.8159 | 3131.3333 | 3.3932 | 8.0894
litres
|  |  | kWh (Net CV) | 0.24906 | 0.24815 | 0.0002689 | 0.00064106
|  |  | kWh (Gross CV) | 0.23661 | 0.23574 | 0.00025546 | 0.00060901
|  | Petrol (average biofuel blend) | tonnes | 2997.8916 | 2983.1659 | 9.6352 | 5.0905
|  |  | litres | 2.1984 | 2.1876 | 0.0070381 | 0.0037184
|  |  | kWh (Net CV) | 0.2457 | 0.24451 | 0.00077438 | 0.00040913
|  |  | kWh (Gross CV) | 0.23341 | 0.23229 | 0.00073566 | 0.00038867
|  | Petrol (100% mineral petrol) | tonnes | 3149.7257 | 3135 | 9.6352 | 5.0905
|  |  | litres | 2.3007 | 2.29 | 0.0070381 | 0.0037184
|  |  | kWh (Net CV) | 0.25314 | 0.25196 | 0.00077438 | 0.00040913
|  |  | kWh (Gross CV) | 0.24049 | 0.23936 | 0.00073566 | 0.00038867
|  | Processed fuel oils - residual oil | tonnes | 3226.8194 | 3215.5123 | 4.0159 | 7.2912
|  |  | litres | 3.1698 | 3.1587 | 0.0039449 | 0.0071623
|  |  | kWh (Net CV) | 0.28499 | 0.28399 | 0.00035468 | 0.00064396
|  |  | kWh (Gross CV) | 0.26789 | 0.26695 | 0.0003334 | 0.00060532
|  | Processed fuel oils - distillate oil | tonnes | 3470.3687 | 3190 | 3.5551 | 276.8136
|  |  | litres | 2.9535 | 2.7149 | 0.0030256 | 0.23559
|  |  | kWh (Net CV) | 0.29349 | 0.26978 | 0.00030065 | 0.02341
|  |  | kWh (Gross CV) | 0.27588 | 0.25359 | 0.00028261 | 0.022005
|  | Refinery miscellaneous | tonnes | 2944.8159 | 2933.3333 | 3.3932 | 8.0894
litres
|  |  | kWh (Net CV) | 0.25943 | 0.25842 | 0.00029893 | 0.00071265
|  |  | kWh (Gross CV) | 0.24646 | 0.2455 | 0.00028398 | 0.00067702
|  | Waste oils | tonnes | 3222.8958 | 3171.0852 | 3.2026 | 48.608
litres
|  |  | kWh (Net CV) | 0.28464 | 0.28007 | 0.00028285 | 0.004293
|  |  | kWh (Gross CV) | 0.26757 | 0.26326 | 0.00026588 | 0.0040355
|  | Marine gas oil | tonnes | 3215.09 | 3190 | 1.25 | 23.84
|  |  | litres | 2.7362 | 2.7149 | 0.0010638 | 0.020289
|  |  | kWh (Net CV) | 0.2719 | 0.26978 | 0.00010571 | 0.0020161
|  |  | kWh (Gross CV) | 0.25558 | 0.25359 | 9.9369e-05 | 0.0018952
|  | Marine fuel oil | tonnes | 3248.09 | 3223 | 1.25 | 23.84
|  |  | litres | 3.1907 | 3.166 | 0.0012279 | 0.023418
|  |  | kWh (Net CV) | 0.28687 | 0.28465 | 0.0001104 | 0.0021055
|  |  | kWh (Gross CV) | 0.26966 | 0.26757 | 0.00010378 | 0.0019792
| Activity | Fuel | Unit | kg CO2e | kg CO2 | kg CH4 | kg N2O
| Solid fuels | Coal (industrial) | tonnes | 2437.487 | 2414.1905 | 6.6569 | 16.6395
|  |  | kWh (Net CV) | 0.34149 | 0.33823 | 0.00093264 | 0.0023312
|  |  | kWh (Gross CV) | 0.32442 | 0.32132 | 0.00088601 | 0.0022147
|  | Coal (electricity generation) | tonnes | 2244.6309 | 2231.3981 | 0.63977 | 12.593
|  |  | kWh (Net CV) | 0.3249 | 0.32298 | 9.2604e-05 | 0.0018228
|  |  | kWh (Gross CV) | 0.30865 | 0.30683 | 8.7973e-05 | 0.0017316
|  | Coal (domestic) | tonnes | 2861.9593 | 2632.9165 | 191.9313 | 37.1115
|  |  | kWh (Net CV) | 0.36008 | 0.33127 | 0.024148 | 0.0046693
|  |  | kWh (Gross CV) | 0.34208 | 0.3147 | 0.022941 | 0.0044358
|  | Coking coal | tonnes | 3126.814 | 3069.9275 | 40.1158 | 16.7708
|  |  | kWh (Net CV) | 0.37224 | 0.36547 | 0.0047757 | 0.0019965
|  |  | kWh (Gross CV) | 0.35363 | 0.34719 | 0.0045369 | 0.0018967
|  | Petroleum coke | tonnes | 3385.3983 | 3375.1396 | 2.9359 | 7.3228
|  |  | kWh (Net CV) | 0.35875 | 0.35766 | 0.00031111 | 0.00077599
|  |  | kWh (Gross CV) | 0.34081 | 0.33978 | 0.00029556 | 0.00073719
|  | Coal (electricity generation - home produced coal only) | tonnes | 2244.6309 | 2231.3981 | 0.63977 | 12.593
|  |  | kWh (Net CV) | 0.33861 | 0.33661 | 9.6512e-05 | 0.0018997
|  |  | kWh (Gross CV) | 0.32168 | 0.31978 | 9.1686e-05 | 0.0018047
FAQs
I need a conversion factor for ‘therms’, how can I convert the kWh conversion factors to suit my needs?
We provide a specific conversion table at the back of these listings to allow organisations to convert the conversion factors into different units where required. Please see the ‘Conversions’ tab.
I need a conversion factor for my specific % biofuel blend, rather than the “average biofuel blend” factor that is reported here.
The steps taken to calculate this by hand are straightforward and can be illustrated using the following worked example (consistent for all biofuels, conventional fuels, scopes and units): Company B wants to report on its Scope 1 fuel emissions (in kgCO2e/litre) from a specific biodiesel blend of X%. Using 2017 values, it is known that: ●100% mineral diesel conversion factor = 2.672 kgCO2e/litre ●100% biodiesel conversion factor (see Bioenergy sheet) = 0.020 kgCO2e/litre Therefore, X% biodiesel blend conversion factor = (X% x 0.020) + [(1-X%) x 2.672]
For information about how the conversion factors have been derived, please refer to the 'Methodology paper' that accompanies the conversion factors.
Note on E22: kg CO₂e per unit
Note on F22: kg CO₂e of CO₂ per unit
Note on G22: kg CO₂e of CH₄ per unit
Note on H22: kg CO₂e of N₂O per unit
Note on C23: Compressed natural gas - a compressed version of the same natural gas used in homes. Stored in cylinders for use as an alternative transport fuel.
Note on C27: Liquefied natural gas- in a liquid state, this is the easiest way to transport gas in tankers (truck or ship). It can be used as an alternative transport fuel.
Note on C31: Liquid petroleum gas - used to power cooking stoves or heaters off-grid and fuel some vehicles (such as fork-lift trucks and vans).
Note on C35: Standard natural gas received through the gas mains grid network in the UK.
Note on C39: Consists mainly of ethane, plus other hydrocarbons, (excludes butane and propane).
Note on E45: kg CO₂e per unit
Note on F45: kg CO₂e of CO₂ per unit
Note on G45: kg CO₂e of CH₄ per unit
Note on H45: kg CO₂e of N₂O per unit
Note on C46: Fuel for piston-engined aircraft - a high octane petrol (aka AVGAS).
Note on C50: Fuel for turbo-prop aircraft and jets (aka jet fuel). Similar to kerosene used as a heating fuel, but refined to a higher quality.
Note on C54: Main purpose is for heating/lighting on a domestic scale (also known as kerosene).
Note on C58: Standard diesel bought from any local filling station (across the board forecourt fuel typically contains biofuel content).
Note on C62: Diesel that has not been blended with biofuel (non-forecourt diesel).
Note on C66: Heavy oil used as fuel in furnaces and boilers of power stations, in industry, for industrial heating and in ships.
Note on C70: Medium oil used in diesel engines and heating systems (also known as red diesel).
Note on C74: Waste petroleum-based lubricating oils recovered for use as fuels
Note on C78: A product of crude oil refining - often used as a solvent.
Note on C82: Standard petrol bought from any local filling station (across the board forecourt fuel typically contains biofuel content).
Note on C86: Petrol that has not been blended with biofuel (non forecourt petrol).
Note on C90: Waste oils meeting the 'residual' oil definition contained in the 'Processed Fuel Oil Quality Protocol'.
Note on C94: Waste oils meeting the 'distillate' oil definition contained in the 'Processed Fuel Oil Quality Protocol'.
Note on C98: Includes aromatic extracts, defoament solvents and other minor miscellaneous products
Note on C102: Recycled oils outside of the 'Processed Fuel Oil Quality Protocol' definitions.
Note on C106: Distillate fuels are commonly called "Marine gas oil". Distillate fuel is composed of petroleum fractions of crude oil that are separated in a refinery by a boiling or "distillation" process.
Note on C110: Residual fuels are called "Marine fuel oil". Residual fuel or "residuum" is the fraction that did not boil, sometimes referred to as "tar" or "petroleum pitch".
Note on E116: kg CO₂e per unit
Note on F116: kg CO₂e of CO₂ per unit
Note on G116: kg CO₂e of CH₄ per unit
Note on H116: kg CO₂e of N₂O per unit
Note on C117: Coal used in sources other than power stations and domestic use.
Note on C120: Coal used in power stations to generate electricity.
Note on C123: Coal used domestically.
Note on C126: Coke may be used as a heating fuel and as a reducing agent in a blast furnace.
Note on C129: Normally used in cement manufacture and power plants.
Note on C132: Coal used in power stations to generate electricity (only for coal produced in the UK).

## UK electricity main
UK Government GHG Conversion Factors for Company Reporting
UK electricity main
Index
| Emissions source: | UK electricity | Expiry: | 2019-07-31 | Factor set: | Standard Set
| Scope: | Scope 2 | Version: | 1.01 | Year: | 2017
UK electricity conversion factors should be used to report on electricity used by an organisation at sites owned/controlled by them. This is reported as a Scope 2, indirect emission. The conversion factors in this listing are for the electricity supplied to the grid that organisations purchase - they do not include the emissions associated with the transmission and distribution of electricity.
Guidance
● The year displayed alongside the electricity factors is the reporting year for which users should apply these factors. This is based on a calendar reporting year.
● We advise that organisations also account for the transmission and distribution (T&D) losses of the electricity they purchase, which occur between the power station and their site(s). They should do so using the ‘transmission and distribution’ factors for UK electricity. The emissions from T&D should be accounted for in Scope 3.
● Organisations that generate renewable energy or purchase green energy should refer to Annex G of Defra's 'Environmental reporting guidelines' for information on how to account for their electricity use.
● If an organisation voluntarily reports the electricity used at a site/for an asset in its supply chain that is not directly under its ownership or control, it may report this electricity in Scope 3. A duplicate set of conversion factors have been provided for this purpose in the Scope 3 listing, under ‘managed assets- electricity’.
Why has the electricity factor changed?
The UK electricity factor is prone to fluctuate from year to year as the fuel mix consumed in UK power stations (and auto-generators) and the proportion of net imported electricity changes. These annual changes can be large as the factor depends very heavily on the relative prices of coal and natural gas as well as fluctuations in peak demand and renewables. Given the importance of this factor, the explanation for fluctuations will be presented here henceforth. In the 2017 GHG Conversion Factors, there was a 15% decrease in the UK electricity CO2e factor compared to the previous year because there was a decrease in coal generation, and an increase in gas and renewables generation, in 2015 (the inventory year for which the 2017 GHG Conversion Factor was derived). In this 2018 update, the CO2e factor has decreased again (compared with 2017) by 19% due to a decrease in coal generation and an increase mainly in natural gas and to a much lower extend renewable generation.
Example of calculating emissions from UK electricity
Company G reports the emissions from the electricity it uses, which can be found by reading its electricity meters or gathering data from utility bills.
The kWh electricity use is multiplied by the ‘electricity generated’ figure appropriate to the reporting year to produce company G's UK Scope 2 electricity emissions.
| Activity | Country | Unit | Year | kg CO2e | kg CO2 | kg CH4 | kg N2O
| Electricity generated | Electricity: UK | kWh | 2017 | 0.28307 | 0.28088 | 0.00066 | 0.00153
FAQs
I am not publishing a company report, but I need a factor for ‘electricity consumption’ instead of ‘electricity generation’ what should I do?
For company reporting purposes, organisations should use the ‘electricity generation’ figures for Scope 2 electricity and may use the ‘T&D’ factors for reporting Scope 3 losses. However, for other reporting contexts (where specific scopes do not need to be reported) the ‘electricity consumption’ figure can be calculated by adding together the ‘electricity generation’ and the ‘T&D’ values within each year.
What factor do I need for my CRC Energy Efficiency Scheme (CRC) reporting?
CRC reporting is now aligned with UK Government GHG Conversion Factors for Company Reporting. You should use the 'UK electricity generation CO2 only' factor which needs to be added to the 'CO2 only T&D- UK electricity' factor to get the overall factor that should be used for CRC reporting.
I previously used a 5-year grid rolling average factors. These factors are based on 1-year average factors and look quite different, what should I do?
Please refer to the 'What's new in 2013' section of the ‘What’s new’ tab of the 2013 GHG Conversion factors spreadsheet for full instructions on how to rebaseline your data to compensate for the changes made.
For information about how the conversion factors have been derived, please refer to the 'Methodology paper' that accompanies the conversion factors.
Note on F22: kg CO₂e per unit
Note on G22: kg CO₂e of CO₂ per unit
Note on H22: kg CO₂e of CH₄ per unit
Note on I22: kg CO₂e of N₂O per unit
Note on B23: Emissions associated with the generation of electricity at a power station. Electricity generation factors do not include transmission and distribution.

## UK electricity for EVs
UK Government GHG Conversion Factors for Company Reporting
UK electricity for EVs
Index
| Emissions source: | UK electricity for EVs | Expiry: | 2019-07-31 | Factor set: | Standard Set
| Scope: | Scope 2 | Version: | 1.01 | Year: | 2017
UK electricity conversion factors for electric vehicles should be used to report on electricity used by an organisation at sites owned/controlled by them (where this is not already reported), or public recharging stations. This is reported as a Scope 2, indirect emission. The conversion factors in this listing are for the electricity supplied to the grid that organisations purchase (or from public charging stations) - they do not include the emissions associated with the transmission and distribution of electricity. Care should be taken to avoid double counting with an organisation's general electricity consumption.
Guidance
● We advise that organisations also account for the transmission and distribution (T&D) losses of the electricity used by electric vehicles, which occur between the power station and their site(s)/public recharging points. They should do so using the ‘UK electricity T&D for EVs’ factors for UK electricity. The emissions from T&D should be accounted for in Scope 3.
● Organisations that generate renewable energy or purchase green energy should refer to Annex G of Defra's 'Environmental reporting guidelines' for information on how to account for their electricity use.
● If an organisation voluntarily reports the electricity used at a site/for an asset in its supply chain that is not directly under its ownership or control, it may report this electricity in Scope 3. The Scope 3 conversion factors in 'Managed assets- vehicles' include the electricity consumption (as well as all other emission components) of plug-in electric vehicles.
● To avoid double-counting of emissions, do not include activity/emissions resulting from the use of plug-in electric vehicles that are charged predominantly on your organisation's premises if you are also already reporting the emissions resulting from your electricity consumed there.
● Please see the FAQs at the bottom of this page for further information on the conversion factors for electric vehicles.
Example of calculating emissions from UK electricity for electric vehicles (EVs)
Company E reports the emissions from the mileage travelled in its plug-in electric company cars, which will include a Scope 2 emission (as well as a Scope 1 emission for plug-in hybrid electric vehicles).
Company E uses conversion factors appropriate to each of its cars. For example, for its medium sized battery electric car, it uses a 'medium car: Battery Electric Vehicle' factor. It also owns some plug-in hybrid electric vehicles for which it is not sure on the appropriate size category, so it uses the 'average car: plug-in hybrid electric vehicle' factor.
In some cases, the company knows what model the car is. In this case, it may choose to apply a conversion factor by market segment instead (found in the 'cars (by market segment)' table).
The activity data (km or miles) is multiplied by the appropriate conversion factors to produce company E's passenger vehicle Scope 2 emissions. The company also needs to calculate the Scope 1 emissions due to the use of petrol and diesel in its plug-in hybrid electric vehicles, so it uses the conversion factors also provided in the 'Passenger vehicles' and 'Delivery vehicles' tables for this.
|  |  |  | Plug-in Hybrid Electric Vehicle |  |  |  | Battery Electric Vehicle
| Activity | Type | Unit | kg CO2e | kg CO2 | kg CH4 | kg N2O | kg CO2e | kg CO2 | kg CH4 | kg N2O
| Cars (by market segment) | Mini | km |  |  |  |  | 0.05311 | 0.0527 | 0.00012 | 0.00029
|  |  | miles |  |  |  |  | 0.08548 | 0.08482 | 0.0002 | 0.00046
|  | Supermini | km | 0.04368 | 0.04334 | 0.0001 | 0.00024 | 0.04815 | 0.04778 | 0.00011 | 0.00026
|  |  | miles | 0.07029 | 0.06975 | 0.00016 | 0.00038 | 0.0775 | 0.0769 | 0.00018 | 0.00042
|  | Lower medium | km | 0.03581 | 0.03554 | 8e-05 | 0.00019 | 0.05898 | 0.05852 | 0.00014 | 0.00032
|  |  | miles | 0.05763 | 0.05719 | 0.00013 | 0.00031 | 0.09491 | 0.09418 | 0.00022 | 0.00051
|  | Upper medium | km | 0.0413 | 0.04098 | 0.0001 | 0.00022 | 0.04756 | 0.04719 | 0.00011 | 0.00026
|  |  | miles | 0.06646 | 0.06595 | 0.00015 | 0.00036 | 0.07653 | 0.07594 | 0.00018 | 0.00041
|  | Executive | km | 0.04275 | 0.04242 | 0.0001 | 0.00023
|  |  | miles | 0.0688 | 0.06827 | 0.00016 | 0.00037
|  | Luxury | km | 0.05054 | 0.05015 | 0.00012 | 0.00027 | 0.07173 | 0.07117 | 0.00017 | 0.00039
|  |  | miles | 0.08135 | 0.08072 | 0.00019 | 0.00044 | 0.11544 | 0.11455 | 0.00027 | 0.00062
|  | Sports | km | 0.03996 | 0.03965 | 9e-05 | 0.00022 | 0.09154 | 0.09084 | 0.00021 | 0.00049
|  |  | miles | 0.06432 | 0.06382 | 0.00015 | 0.00035 | 0.14733 | 0.14619 | 0.00034 | 0.0008
|  | Dual purpose 4X4 | km | 0.04916 | 0.04878 | 0.00011 | 0.00027 | 0.08205 | 0.08142 | 0.00019 | 0.00044
|  |  | miles | 0.07911 | 0.0785 | 0.00018 | 0.00043 | 0.13206 | 0.13104 | 0.00031 | 0.00071
|  | MPV | km |  |  |  |  | 0.06536 | 0.06486 | 0.00015 | 0.00035
|  |  | miles |  |  |  |  | 0.1052 | 0.10438 | 0.00025 | 0.00057
|  |  |  | Plug-in Hybrid Electric Vehicle |  |  |  | Battery Electric Vehicle
| Activity | Type | Unit | kg CO2e | kg CO2 | kg CH4 | kg N2O | kg CO2e | kg CO2 | kg CH4 | kg N2O
| Cars (by size) | Small car | km | 0.04368 | 0.04334 | 0.0001 | 0.00024 | 0.05033 | 0.04994 | 0.00012 | 0.00027
|  |  | miles | 0.07029 | 0.06975 | 0.00016 | 0.00038 | 0.081 | 0.08037 | 0.00019 | 0.00044
|  | Medium car | km | 0.03936 | 0.03906 | 9e-05 | 0.00021 | 0.05893 | 0.05847 | 0.00014 | 0.00032
|  |  | miles | 0.06335 | 0.06286 | 0.00015 | 0.00034 | 0.09483 | 0.0941 | 0.00022 | 0.00051
|  | Large car | km | 0.04869 | 0.04832 | 0.00011 | 0.00026 | 0.07191 | 0.07135 | 0.00017 | 0.00039
|  |  | miles | 0.07836 | 0.07776 | 0.00018 | 0.00042 | 0.11573 | 0.11483 | 0.00027 | 0.00063
|  | Average car | km | 0.04531 | 0.04496 | 0.00011 | 0.00024 | 0.05993 | 0.05947 | 0.00014 | 0.00032
|  |  | miles | 0.07292 | 0.07236 | 0.00017 | 0.00039 | 0.09644 | 0.0957 | 0.00022 | 0.00052
|  |  |  | Plug-in Hybrid Electric Vehicle |  |  |  | Battery Electric Vehicle
| Activity | Type | Unit | kg CO2e | kg CO2 | kg CH4 | kg N2O | kg CO2e | kg CO2 | kg CH4 | kg N2O
| Vans | Class I (up to 1.305 tonnes) | tonne.km |  |  |  |  | 0.30342 | 0.30107 | 0.00071 | 0.00164
|  |  | km |  |  |  |  | 0.04641 | 0.04605 | 0.00011 | 0.00025
|  |  | miles |  |  |  |  | 0.07469 | 0.07411 | 0.00018 | 0.0004
|  | Class II (1.305 to 1.74 tonnes) | tonne.km |  |  |  |  | 0.31693 | 0.31448 | 0.00074 | 0.00171
|  |  | km |  |  |  |  | 0.06366 | 0.06317 | 0.00015 | 0.00034
|  |  | miles |  |  |  |  | 0.10245 | 0.10166 | 0.00024 | 0.00055
|  | Class III (1.74 to 3.5 tonnes) | tonne.km |  |  |  |  | 0.31137 | 0.30896 | 0.00073 | 0.00168
|  |  | km |  |  |  |  | 0.09369 | 0.09296 | 0.00022 | 0.00051
|  |  | miles |  |  |  |  | 0.15077 | 0.1496 | 0.00035 | 0.00082
|  | Average (up to 3.5 tonnes) | tonne.km |  |  |  |  | 0.31681 | 0.31436 | 0.00074 | 0.00171
|  |  | km |  |  |  |  | 0.06381 | 0.06332 | 0.00015 | 0.00034
|  |  | miles |  |  |  |  | 0.10269 | 0.1019 | 0.00024 | 0.00055
FAQs
I am not publishing a company report, but I need a factor for ‘electricity consumption’ instead of ‘electricity generation’ for my electric vehicles what should I do?
For company reporting purposes, organisations should use the ‘electricity generation’ figures for Scope 2 electricity and may use the ‘T&D’ factors for reporting Scope 3 losses. However, for other reporting contexts (where specific scopes do not need to be reported) the ‘electricity consumption’ figure can be calculated by adding together the ‘electricity generation’ (from 'UK electricity for EVs') and the ‘T&D’ values (from 'UK electricity T&D for EVs') within each year.
Which tables do I need to use to capture all the emissions resulting from the use of my plug-in electric vehicles?
Please refer to the 'Passenger vehicles' FAQ for tables providing this information.
What emission factors to I use for range-extended electric vehicles?
The Plug-in Hybrid Electric Vehicle category also includes Range-Extended Electric Vehicles (also known as REEVs, ER-EVs or REX).
Why are emission factors for certain types of electric vehicle missing?
At the moment there are only a limited number of electric vehicle models on the market, and certain categories are not yet represented by battery electric vehicle or plug-in hybrid electric vehicles. Emission factors will be added in future updates for these vehicle types, when models in these categories become available in the UK market/fleet.
For information about how the conversion factors have been derived, please refer to the 'Methodology paper' that accompanies the conversion factors.

## Water supply
UK Government GHG Conversion Factors for Company Reporting
Water supply
Index
| Emissions source: | Water supply | Expiry: | 2019-07-31 | Factor set: | Standard Set
| Scope: | Scope 3 | Version: | 1.01 | Year: | 2017
Water supply conversion factors should be used to account for water delivered through the mains supply network.
Guidance
● To provide a full picture of your Scope 3 water emissions, you should also refer to the ‘Water treatment’ tab as both portions, supply and treatment, should be reported on for water.
Example of calculating emissions from water supply
Company J reports its emissions from mains water, a Scope 3 emissions source. It gathers data from its utility bills and water meters.
Company J multiplies the water used (cubic metres (m3)) by the appropriate year's conversion factor called ‘water supply’ to produce its emissions.
| Activity | Type | Unit | kg CO2e
| Water supply | Water supply | cubic metres | 0.344
|  |  | million litres | 344
For information about how the conversion factors have been derived, please refer to the Methodology paper' that accompanies the conversion factors.
Note on E17: kg CO₂e per unit

## Water treatment
UK Government GHG Conversion Factors for Company Reporting
Water treatment
Index
| Emissions source: | Water treatment | Expiry: | 2019-07-31 | Factor set: | Standard Set
| Scope: | Scope 3 | Version: | 1.01 | Year: | 2017
Water treatment conversion factors should be used for water returned into the sewage system through mains drains.
Guidance
● To provide a full picture of your Scope 3 water emissions, you should also refer to the ‘Water supply’ listing as both portions, supply and treatment, should be reported on for water.
Example of calculating emissions from water treatment
Company J report its emissions from mains water treatment, a Scope 3 emissions source. It gathers data from its utility bills.
Company J multiplies the volume of water disposed of via the drains (in cubic metres (m3)) by the appropriate year's conversion factor called ‘water treatment’ to produce its emissions.
| Activity | Type | Unit | kg CO2e
| Water treatment | Water treatment | cubic metres | 0.708
|  |  | million litres | 708
For information about how the conversion factors have been derived, please refer to the 'Methodology paper' that accompanies the conversion factors.
Note on E16: kg CO₂e per unit

## Business travel- air
UK Government GHG Conversion Factors for Company Reporting
Business travel- air
Index
| Emissions source: | Business travel- air | Expiry: | 2019-07-31 | Factor set: | Standard Set
| Scope: | Scope 3 | Version: | 1.01 | Year: | 2017
Air conversion factors should be used to report Scope 3 emissions for individuals flying for work purposes.
Guidance
● Radiative forcing (RF) is a measure of the additional environmental impact of aviation. These include emissions of nitrous oxides and water vapour when emitted at high altitude.
● Organisations should include the influence of radiative forcing RF in air travel emissions to capture the maximum climate impact of their travel habits. However, it should be noted that there is very significant scientific uncertainty around the magnitude of the additional environmental impacts of aviation. Further information on this uncertainty is provided in the accompanying 'Methodology paper'.
● Organisations should produce comparable reporting. Therefore, they should avoid reporting with uplifted air travel conversion factors in one year and without in another year as this may skew the interpretation of their reporting.
Example of calculating emissions from air travel
Company L reports its emissions from flights over the course of a year. To do so it requests a report from its dedicated travel agent, which reports the distances travelled for domestic, short-haul and long-haul flights, in each class of travel (ranging from economy to first class).
A subsidiary of company L does not use the same travel agent. Instead, it uses its expenses system to note the flight type, distance and class of travel each time an employee flies.
The company then multiplies the distance (km) travelled in each class for each category of journey by the appropriate conversion factor. Company L uses the factor set inclusive of the influence of RF. Where the ‘haul’ of the journey is known, but the class is unknown, the company uses the ‘average passenger’ factor.
[5 empty] | With RF |  |  |  | Without RF
| Activity | Haul | Class | Unit | kg CO2e | kg CO2 | kg CH4 | kg N2O | kg CO2e | kg CO2 | kg CH4 | kg N2O
| Flights | Domestic, to/from UK | Average passenger | passenger.km | 0.29832 | 0.29672 | 0.00012 | 0.00148 | 0.15777 | 0.15617 | 0.00012 | 0.00148
|  | Short-haul, to/from UK | Average passenger | passenger.km | 0.16236 | 0.16155 | 1e-05 | 0.0008 | 0.08584 | 0.08503 | 1e-05 | 0.0008
|  |  | Economy class | passenger.km | 0.1597 | 0.1589 | 1e-05 | 0.00079 | 0.08443 | 0.08363 | 1e-05 | 0.00079
|  |  | Business class | passenger.km | 0.23955 | 0.23835 | 1e-05 | 0.00119 | 0.12665 | 0.12545 | 1e-05 | 0.00119
|  | Long-haul, to/from UK | Average passenger | passenger.km | 0.21256 | 0.2115 | 1e-05 | 0.00105 | 0.11237 | 0.11131 | 1e-05 | 0.00105
|  |  | Economy class | passenger.km | 0.16279 | 0.16197 | 1e-05 | 0.00081 | 0.08607 | 0.08525 | 1e-05 | 0.00081
|  |  | Premium economy class | passenger.km | 0.26046 | 0.25916 | 1e-05 | 0.00129 | 0.1377 | 0.1364 | 1e-05 | 0.00129
|  |  | Business class | passenger.km | 0.47208 | 0.46972 | 2e-05 | 0.00234 | 0.24958 | 0.24722 | 2e-05 | 0.00234
|  |  | First class | passenger.km | 0.65115 | 0.6479 | 2e-05 | 0.00323 | 0.34425 | 0.341 | 2e-05 | 0.00323
|  | International, to/from non-UK | Average passenger | passenger.km | 0.18277 | 0.18185 | 1e-05 | 0.00091 | 0.09663 | 0.09571 | 1e-05 | 0.00091
|  |  | Economy class | passenger.km | 0.13996 | 0.13927 | 4.7033e-06 | 0.00069 | 0.073995 | 0.0733 | 4.7033e-06 | 0.00069
|  |  | Premium economy class | passenger.km | 0.22395 | 0.22283 | 1e-05 | 0.00111 | 0.1184 | 0.11728 | 1e-05 | 0.00111
|  |  | Business class | passenger.km | 0.4059 | 0.40388 | 1e-05 | 0.00201 | 0.21459 | 0.21257 | 1e-05 | 0.00201
|  |  | First class | passenger.km | 0.55987 | 0.55708 | 2e-05 | 0.00277 | 0.29599 | 0.2932 | 2e-05 | 0.00277
FAQs
How do you define domestic, short-haul, long-haul and international flights?
Broadly speaking the definition of domestic flights, are those within the UK, short-haul are those within Europe, long-haul are outside of Europe and international flights are those between non-UK destinations.
Why is the impact of flying in business class higher than economy?
Air travel factors are calculated on the basis of the area of the plane each passenger takes up. If a plane is comprised totally of business-class seats, as opposed to more closely packed economy class seats, fewer passengers can fly. Therefore, each passenger takes a larger share of the emissions.
Our organisation only has data on spend. How can I use this to calculate our air travel?
There are no confirmed industry benchmarks that provide accurate CO2e/£ spend data for air travel. We recommend that organisations improve their data collection processes so that they can report on distance (for which CO2e/km figures are available). Alternatively, organisations may, over a number of years, collect their own data and generate their own benchmarks.
My organisation has previously reported using factors without RF, what should I do?
Users should generally use the ‘with RF’ factors, which incorporate a 90% increase in emissions to include the effect of radiative forcing. If the user’s historical data do not include RF, then they should rebaseline their historical dataset to include the effect going forward. However, users should be aware of the very significant scientific uncertainty surrounding the quantification of these impacts. If organisations do not wish to include RF, then they should continue to select the ‘Without RF’ factors.
My organisation has previously reported using factors without the distance uplift, what should I do?
All the factors include the distance uplift of 8% to compensate for planes not flying using the most direct route (such as flying around international airspace and stacking). Historical factors have also included a distance uplift, though it was 9% for 2012 and before. If users did not previously include the distance uplift, then they should rebaseline their historical dataset. However, if users wish to continue to not include the distance uplift, then it should be manually removed from the current factors.
Tell me more about the international factors that were introduced in 2015
In the 2015 update, a brand new set of aviation factors were introduced where aviation factors are now being presented for international flights between non-UK destinations. This is a relatively high-level analysis and allows users to choose a different factor for air travel if flying between countries outside of the UK. All factors presented are for direct (non-stop) flights only. This analysis was only possible for passenger air travel. However, in the interests of consistency with the air freight travel, international freight factors have been included. These factors have been set equal to the current UK, long-haul freight factors. See the 'Freighting goods' and 'WTT- delivery vehs & freight' tabs for these factors.
Please note - the international factors included are an average of short and long-haul flights, which explains the difference between the UK factors and the international ones.
For information about how the conversion factors have been derived, please refer to the 'Methodology paper' that accompanies the conversion factors.
Note on F21: Including the influence of non-CO₂ climate change effects of aviation (water vapour, contrails, NOx etc)
Note on J21: Excluding the influence of non-CO₂ climate change effects of aviation (water vapour, contrails, NOx etc)
Note on F22: kg CO₂e per unit
Note on G22: kg CO₂e of CO₂ per unit
Note on H22: kg CO₂e of CH₄ per unit
Note on I22: kg CO₂e of N₂O per unit
Note on J22: kg CO₂e per unit
Note on K22: kg CO₂e of CO₂ per unit
Note on L22: kg CO₂e of CH₄ per unit
Note on M22: kg CO₂e of N₂O per unit
Note on C23: Domestic flights are those between UK airports.
Note on E23: The distance travelled by individual passengers per transport mode.
Note on C24: International flights to/from the UK, typically to Europe (up to 3700km distance).
Note on E24: The distance travelled by individual passengers per transport mode.
Note on E25: The distance travelled by individual passengers per transport mode.
Note on E26: The distance travelled by individual passengers per transport mode.
Note on C27: Long-haul international flights to/from the UK, typically to non-European destinations (over 3700km distance).
Note on E27: The distance travelled by individual passengers per transport mode.
Note on E28: The distance travelled by individual passengers per transport mode.
Note on E29: The distance travelled by individual passengers per transport mode.
Note on E30: The distance travelled by individual passengers per transport mode.
Note on E31: The distance travelled by individual passengers per transport mode.
Note on C32: International flights to/from non-UK countries.
Note on E32: The distance travelled by individual passengers per transport mode.
Note on E33: The distance travelled by individual passengers per transport mode.
Note on E34: The distance travelled by individual passengers per transport mode.
Note on E35: The distance travelled by individual passengers per transport mode.
Note on E36: The distance travelled by individual passengers per transport mode.

## Business travel- land
UK Government GHG Conversion Factors for Company Reporting
Business travel- land
Index
| Emissions source: | Business travel- land | Expiry: | 2019-07-31 | Factor set: | Standard Set
| Scope: | Scope 3 | Version: | 1.01 | Year: | 2018
Land-based conversion factors should be used for travel for business purposes in assets not owned or directly operated by a business. This includes mileage for business purposes in cars owned by employees, public transport, hire cars, and so on.
Guidance
● Users should be mindful of the difference between vehicle km conversion factors and passenger km conversion factors. Vehicle km conversion factors should be applied to a whole vehicle (such as a car or taxi) being used for business purposes. Passenger km factors should be used when single passengers are travelling by means of mass transport (such as by train ) and the aim is to report emissions on a single-person basis, not account for the whole vehicle.
● It should be noted that the conversion factors for cars and vans (excluding plug-in electric vehicles) are the same as those in the ‘passenger vehicles’ and ‘delivery vehicles’ listings. Where a car or van is not owned or controlled by the reporting organisation, the vehicles should be accounted for in Scope 3 as opposed to Scope 1, but the conversion factors and their categories remain the same.
● The conversion factors for electric cars and vans are the same as those in the ‘passenger vehicles’ and ‘delivery vehicles’ listings PLUS the emissions from the electricity consumption . Where a car or van is not owned or controlled by the reporting organisation, the vehicles should be accounted for in Scope 3 as opposed to Scope 1 (for petrol/diesel use) and Scope 2 (for electricity use), but the conversion factors and their categories remain the same.
● To avoid double-counting of emissions, do not include activity/emissions resulting from the use of plug-in electric vehicles that are charged predominantly on your organisation's premises if you are also already reporting the emissions resulting from your electricity consumed there.
● Please see the FAQs at the bottom of this page for further information on the conversion factors for electric vehicles.
● The market segment conversion factors related to the vehicle market segments are specifically defined by the UK Society of Motor Manufacturers and Traders (SMMT).
Example of calculating emissions from business travel - land
The members of company N's large sales team travel extensively on public transport. The company accounts for this in Scope 3 using appropriate conversion factors for bus, tube and rail transport.
In each case, the total km travelled for each mode of transport is multiplied by the appropriate conversion factor to produce company N's Scope 3 emissions for land-based modes of transport
|  |  |  | Diesel |  |  |  | Petrol |  |  |  | Unknown |  |  |  | Plug-in Hybrid Electric Vehicle |  |  |  | Battery Electric Vehicle
| Activity | Type | Unit | kg CO2e | kg CO2 | kg CH4 | kg N2O | kg CO2e | kg CO2 | kg CH4 | kg N2O | kg CO2e | kg CO2 | kg CH4 | kg N2O | kg CO2e | kg CO2 | kg CH4 | kg N2O | kg CO2e | kg CO2 | kg CH4 | kg N2O
| Cars (by market segment) | Mini | km | 0.11096 | 0.1091 | 1e-05 | 0.00185 | 0.14114 | 0.14039 | 0.00033 | 0.00042 | 0.14093 | 0.14017 | 0.00033 | 0.00043 |  |  |  |  | 0.05765 | 0.0572 | 0.00014 | 0.00031
|  |  | miles | 0.17858 | 0.17558 | 2e-05 | 0.00298 | 0.22715 | 0.22594 | 0.00054 | 0.00067 | 0.22681 | 0.22559 | 0.00053 | 0.00069 | 0 |  |  |  | 0.09277 | 0.09205 | 0.00022 | 0.0005
|  | Supermini | km | 0.13725 | 0.13539 | 1e-05 | 0.00185 | 0.15743 | 0.15668 | 0.00033 | 0.00042 | 0.1544 | 0.15348 | 0.00029 | 0.00063 | 0.06995 | 0.06948 | 0.00018 | 0.00029 | 0.05225 | 0.05185 | 0.00012 | 0.00028
|  |  | miles | 0.22089 | 0.21789 | 2e-05 | 0.00298 | 0.25336 | 0.25215 | 0.00054 | 0.00067 | 0.24849 | 0.24701 | 0.00046 | 0.00102 | 0.11258 | 0.11182 | 0.00029 | 0.00047 | 0.0841 | 0.08345 | 0.0002 | 0.00045
|  | Lower medium | km | 0.15048 | 0.14862 | 1e-05 | 0.00185 | 0.18284 | 0.18209 | 0.00033 | 0.00042 | 0.16669 | 0.16539 | 0.00017 | 0.00113 | 0.10562 | 0.10501 | 0.0003 | 0.00031 | 0.06401 | 0.06351 | 0.00015 | 0.00035
|  |  | miles | 0.24217 | 0.23917 | 2e-05 | 0.00298 | 0.29425 | 0.29304 | 0.00054 | 0.00067 | 0.26828 | 0.26617 | 0.00028 | 0.00183 | 0.16997 | 0.16899 | 0.00048 | 0.0005 | 0.10301 | 0.10221 | 0.00024 | 0.00056
|  | Upper medium | km | 0.16849 | 0.16663 | 1e-05 | 0.00185 | 0.20956 | 0.20881 | 0.00033 | 0.00042 | 0.17869 | 0.1771 | 9e-05 | 0.0015 | 0.11843 | 0.11773 | 0.00032 | 0.00038 | 0.05161 | 0.05121 | 0.00012 | 0.00028
|  |  | miles | 0.27116 | 0.26816 | 2e-05 | 0.00298 | 0.33726 | 0.33605 | 0.00054 | 0.00067 | 0.28758 | 0.28502 | 0.00015 | 0.00241 | 0.1906 | 0.18947 | 0.00052 | 0.00061 | 0.08305 | 0.08241 | 0.00019 | 0.00045
|  | Executive | km | 0.18125 | 0.17939 | 1e-05 | 0.00185 | 0.23952 | 0.23877 | 0.00033 | 0.00042 | 0.19502 | 0.19341 | 9e-05 | 0.00152 | 0.1332 | 0.13244 | 0.00038 | 0.00038 | 0
|  |  | miles | 0.2917 | 0.2887 | 2e-05 | 0.00298 | 0.38548 | 0.38427 | 0.00054 | 0.00067 | 0.31384 | 0.31126 | 0.00014 | 0.00244 | 0.21437 | 0.21314 | 0.00061 | 0.00062 | 0
|  | Luxury | km | 0.22177 | 0.21991 | 1e-05 | 0.00185 | 0.33702 | 0.33627 | 0.00033 | 0.00042 | 0.27753 | 0.2762 | 0.00017 | 0.00116 | 0.1598 | 0.15889 | 0.00045 | 0.00046 | 0.07784 | 0.07724 | 0.00018 | 0.00042
|  |  | miles | 0.35691 | 0.35391 | 2e-05 | 0.00298 | 0.54238 | 0.54117 | 0.00054 | 0.00067 | 0.44664 | 0.4445 | 0.00027 | 0.00187 | 0.25719 | 0.25572 | 0.00073 | 0.00074 | 0.12528 | 0.12431 | 0.00029 | 0.00068
|  | Sports | km | 0.17521 | 0.17335 | 1e-05 | 0.00185 | 0.24626 | 0.24551 | 0.00033 | 0.00042 | 0.23456 | 0.23363 | 0.00028 | 0.00065 | 0.12377 | 0.12306 | 0.00035 | 0.00036 | 0.09935 | 0.09858 | 0.00023 | 0.00054
|  |  | miles | 0.28198 | 0.27898 | 2e-05 | 0.00298 | 0.39632 | 0.39511 | 0.00054 | 0.00067 | 0.37749 | 0.37599 | 0.00045 | 0.00105 | 0.19919 | 0.19805 | 0.00056 | 0.00058 | 0.15988 | 0.15865 | 0.00037 | 0.00086
|  | Dual purpose 4X4 | km | 0.21194 | 0.21008 | 1e-05 | 0.00185 | 0.24684 | 0.24609 | 0.00033 | 0.00042 | 0.21795 | 0.21627 | 7e-05 | 0.00161 | 0.12928 | 0.12851 | 0.00036 | 0.00041 | 0.08905 | 0.08836 | 0.00021 | 0.00048
|  |  | miles | 0.34108 | 0.33808 | 2e-05 | 0.00298 | 0.39725 | 0.39604 | 0.00054 | 0.00067 | 0.35075 | 0.34805 | 0.00011 | 0.00259 | 0.20805 | 0.20682 | 0.00058 | 0.00065 | 0.14331 | 0.1422 | 0.00034 | 0.00077
|  | MPV | km | 0.18452 | 0.18266 | 1e-05 | 0.00185 | 0.20096 | 0.20021 | 0.00033 | 0.00042 | 0.18945 | 0.18791 | 0.00011 | 0.00143 | 0 |  |  |  | 0.07093 | 0.07038 | 0.00017 | 0.00038
|  |  | miles | 0.29696 | 0.29396 | 2e-05 | 0.00298 | 0.32342 | 0.32221 | 0.00054 | 0.00067 | 0.30487 | 0.30241 | 0.00017 | 0.00229 | 0 |  |  |  | 0.11416 | 0.11327 | 0.00027 | 0.00062
|  |  |  | Diesel |  |  |  | Petrol |  |  |  | Hybrid |  |  |  | CNG |  |  |  | LPG |  |  |  | Unknown |  |  |  | Plug-in Hybrid Electric Vehicle |  |  |  | Battery Electric Vehicle
| Activity | Type | Unit | kg CO2e | kg CO2 | kg CH4 | kg N2O | kg CO2e | kg CO2 | kg CH4 | kg N2O | kg CO2e | kg CO2 | kg CH4 | kg N2O | kg CO2e | kg CO2 | kg CH4 | kg N2O | kg CO2e | kg CO2 | kg CH4 | kg N2O | kg CO2e | kg CO2 | kg CH4 | kg N2O | kg CO2e | kg CO2 | kg CH4 | kg N2O | kg CO2e | kg CO2 | kg CH4 | kg N2O
| Cars (by size) | Small car | km | 0.14533 | 0.14347 | 1e-05 | 0.00185 | 0.15565 | 0.1549 | 0.00033 | 0.00042 | 0.10957 | 0.10843 | 0.00022 | 0.00092 | [8 empty] | 0.15201 | 0.15087 | 0.00022 | 0.00092 | 0.06995 | 0.06948 | 0.00018 | 0.00029 | 0.05463 | 0.0542 | 0.00013 | 0.0003
|  |  | miles | 0.23389 | 0.23089 | 2e-05 | 0.00298 | 0.25049 | 0.24928 | 0.00054 | 0.00067 | 0.17635 | 0.1745 | 0.00036 | 0.00149 | [8 empty] | 0.24465 | 0.2428 | 0.00036 | 0.00149 | 0.11258 | 0.11182 | 0.00029 | 0.00047 | 0.0879 | 0.08722 | 0.00021 | 0.00047
|  | Medium car | km | 0.17353 | 0.17167 | 1e-05 | 0.00185 | 0.19386 | 0.19311 | 0.00033 | 0.00042 | 0.11538 | 0.11404 | 0.00017 | 0.00117 | 0.16324 | 0.16107 | 0.00167 | 0.0005 | 0.18217 | 0.1816 | 7e-05 | 0.0005 | 0.18327 | 0.18193 | 0.00017 | 0.00117 | 0.11392 | 0.11325 | 0.00031 | 0.00036 | 0.06396 | 0.06346 | 0.00015 | 0.00035
|  |  | miles | 0.27927 | 0.27627 | 2e-05 | 0.00298 | 0.312 | 0.31079 | 0.00054 | 0.00067 | 0.18569 | 0.18354 | 0.00027 | 0.00188 | 0.26271 | 0.25922 | 0.00269 | 0.0008 | 0.29317 | 0.29226 | 0.00011 | 0.0008 | 0.29494 | 0.29279 | 0.00027 | 0.00188 | 0.18332 | 0.18225 | 0.0005 | 0.00057 | 0.10293 | 0.10213 | 0.00024 | 0.00056
|  | Large car | km | 0.2152 | 0.21334 | 1e-05 | 0.00185 | 0.28411 | 0.28336 | 0.00033 | 0.00042 | 0.16134 | 0.15977 | 0.0001 | 0.00147 | 0.23851 | 0.23634 | 0.00167 | 0.0005 | 0.26704 | 0.26647 | 7e-05 | 0.0005 | 0.23373 | 0.23216 | 0.0001 | 0.00147 | 0.13001 | 0.12924 | 0.00036 | 0.00041 | 0.07803 | 0.07743 | 0.00018 | 0.00042
|  |  | miles | 0.34634 | 0.34334 | 2e-05 | 0.00298 | 0.45723 | 0.45602 | 0.00054 | 0.00067 | 0.25964 | 0.25712 | 0.00016 | 0.00236 | 0.38385 | 0.38036 | 0.00269 | 0.0008 | 0.42975 | 0.42884 | 0.00011 | 0.0008 | 0.37615 | 0.37363 | 0.00016 | 0.00236 | 0.20922 | 0.20799 | 0.00058 | 0.00065 | 0.12559 | 0.12462 | 0.00029 | 0.00068
|  | Average car | km | 0.17753 | 0.17567 | 1e-05 | 0.00185 | 0.18368 | 0.18293 | 0.00033 | 0.00042 | 0.12568 | 0.12438 | 0.00017 | 0.00113 | 0.17925 | 0.17708 | 0.00167 | 0.0005 | 0.20022 | 0.19965 | 7e-05 | 0.0005 | 0.18064 | 0.17934 | 0.00017 | 0.00113 | 0.12012 | 0.11941 | 0.00033 | 0.00038 | 0.06504 | 0.06454 | 0.00015 | 0.00035
|  |  | miles | 0.28572 | 0.28272 | 2e-05 | 0.00298 | 0.29561 | 0.2944 | 0.00054 | 0.00067 | 0.20227 | 0.20017 | 0.00028 | 0.00182 | 0.28847 | 0.28498 | 0.00269 | 0.0008 | 0.32222 | 0.32131 | 0.00011 | 0.0008 | 0.29072 | 0.28862 | 0.00028 | 0.00182 | 0.19332 | 0.19218 | 0.00053 | 0.00061 | 0.10468 | 0.10386 | 0.00025 | 0.00057
| Activity | Type | Unit | kg CO2e | kg CO2 | kg CH4 | kg N2O
| Motorbike | Small | km | 0.08463 | 0.08248 | 0.00185 | 0.0003
|  |  | miles | 0.1362 | 0.13274 | 0.00298 | 0.00048
|  | Medium | km | 0.1031 | 0.10012 | 0.00238 | 0.0006
|  |  | miles | 0.16594 | 0.16114 | 0.00383 | 0.00097
|  | Large | km | 0.13528 | 0.1332 | 0.00148 | 0.0006
|  |  | miles | 0.21771 | 0.21436 | 0.00238 | 0.00097
|  | Average | km | 0.11529 | 0.11279 | 0.00191 | 0.00059
|  |  | miles | 0.18553 | 0.18151 | 0.00307 | 0.00095
| Activity | Type | Unit | kg CO2e | kg CO2 | kg CH4 | kg N2O
| Taxis | Regular taxi | passenger.km | 0.15344 | 0.15211 | 1e-05 | 0.00132
|  |  | km | 0.21482 | 0.21296 | 1e-05 | 0.00185
|  | Black cab | passenger.km | 0.2142 | 0.21295 | 1e-05 | 0.00124
|  |  | km | 0.32129 | 0.31943 | 1e-05 | 0.00185
| Activity | Type | Unit | kg CO2e | kg CO2 | kg CH4 | kg N2O
| Bus | Local bus (not London) | passenger.km | 0.12007 | 0.11907 | 4e-05 | 0.00096
|  | Local London bus | passenger.km | 0.07211 | 0.07162 | 2e-05 | 0.00047
|  | Average local bus | passenger.km | 0.10097 | 0.10017 | 3e-05 | 0.00077
|  | Coach | passenger.km | 0.02801 | 0.02758 | 2e-05 | 0.00041
| Activity | Type | Unit | kg CO2e | kg CO2 | kg CH4 | kg N2O
| Rail | National rail | passenger.km | 0.04424 | 0.04383 | 8e-05 | 0.00033
|  | International rail | passenger.km | 0.01226 | 0.01216 | 3e-05 | 7e-05
|  | Light rail and tram | passenger.km | 0.03967 | 0.03937 | 9e-05 | 0.00021
|  | London Underground | passenger.km | 0.0376 | 0.03731 | 9e-05 | 0.0002
FAQs
Which tables do I need to use to capture all the emissions resulting from the use of my plug-in electric vehicles?
Please refer to the 'Passenger vehicles' FAQ for tables providing this information.
Note: The Plug-in Hybrid Electric Vehicle category also includes Range-Extended Electric Vehicles (also known as REEVs, ER-EVs or REX).
Why are emission factors for certain types of electric vehicle missing?
At the moment there are only a limited number of electric vehicle models on the market, and certain categories are not yet represented by battery electric vehicle or plug-in hybrid electric vehicles. Emission factors will be added in future updates for these vehicle types, when models in these categories become available in the UK market/fleet.
For information about how the conversion factors have been derived, please refer to the 'Methodology paper' that accompanies the conversion factors.
Note on E24: kg CO₂e per unit
Note on F24: kg CO₂e of CO₂ per unit
Note on G24: kg CO₂e of CH₄ per unit
Note on H24: kg CO₂e of N₂O per unit
Note on I24: kg CO₂e per unit
Note on J24: kg CO₂e of CO₂ per unit
Note on K24: kg CO₂e of CH₄ per unit
Note on L24: kg CO₂e of N₂O per unit
Note on M24: kg CO₂e per unit
Note on N24: kg CO₂e of CO₂ per unit
Note on O24: kg CO₂e of CH₄ per unit
Note on P24: kg CO₂e of N₂O per unit
Note on Q24: kg CO₂e per unit
Note on R24: kg CO₂e of CO₂ per unit
Note on S24: kg CO₂e of CH₄ per unit
Note on T24: kg CO₂e of N₂O per unit
Note on U24: kg CO₂e per unit
Note on V24: kg CO₂e of CO₂ per unit
Note on W24: kg CO₂e of CH₄ per unit
Note on X24: kg CO₂e of N₂O per unit
Note on C25: This is the smallest category of car sometimes referred to as a city car. Examples include: Citroën C1, Fiat/Alfa Romeo 500 and Panda, Peugeot 107, Volkswagen up!, Renault TWINGO, Toyota AYGO, smart fortwo and HyundaI i 10.
Note on C27: This is a car that is larger than a city car, but smaller than a small family car. Examples include: Ford Fiesta, Renault CLIO, Volkswagen Polo, Citroën C2 and C3, Opel Corsa, Peugeot 208, and Toyota Yaris.
Note on C29: This is a small, compact family car. Examples include: Volkswagen Golf, Ford Focus, Opel Astra, Audi A3, BMW 1 Series, Renault Mégane and Toyota Auris.
Note on C31: This is classed as a large family car. Examples include: BMW 3 Series, ŠKODA Octavia, Volkswagen Passat, Audi A4, Mercedes Benz C Class and Peugeot 508.
Note on C33: These are large cars. Examples include: BMW 5 Series, Audi A5 and A6, Mercedes Benz E Class and Skoda Superb.
Note on C35: This is a luxury car which is niche in the European market. Examples include: Jaguar XF, Mercedes-Benz S-Class, .BMW 7 series, Audi A8, Porsche Panamera and Lexus LS.
Note on C37: Sport cars are a small, usually two seater with two doors and designed for speed, high acceleration, and manoeuvrability. Examples include: Mercedes-Benz SLK, Audi TT, Porsche 911 and Boxster, and Peugeot RCZ.
Note on C39: These are sport utility vehicles (SUVs) which have off-road capabilities and four-wheel drive. Examples include: Suzuki Jimny, Land Rover Discovery and Defender, Toyota Land Cruiser, and Nissan Pathfinder.
Note on C41: These are multipurpose cars. Examples include: Ford C-Max, Renault Scenic, Volkswagen Touran, Opel Zafira, Ford B-Max, and Citroën C3 Picasso and C4 Picasso.
Note on M45: A vehicle with two power sources, typically petrol and electric
Note on Q45: A compressed version of the same natural gas you receive in the home. When compressed can be used as an alternative vehicle fuel.
Note on U45: Alternative fuel stored in gas tanks. Often known as 'autogas'.
Note on E46: kg CO₂e per unit
Note on F46: kg CO₂e of CO₂ per unit
Note on G46: kg CO₂e of CH₄ per unit
Note on H46: kg CO₂e of N₂O per unit
Note on I46: kg CO₂e per unit
Note on J46: kg CO₂e of CO₂ per unit
Note on K46: kg CO₂e of CH₄ per unit
Note on L46: kg CO₂e of N₂O per unit
Note on M46: kg CO₂e per unit
Note on N46: kg CO₂e of CO₂ per unit
Note on O46: kg CO₂e of CH₄ per unit
Note on P46: kg CO₂e of N₂O per unit
Note on Q46: kg CO₂e per unit
Note on R46: kg CO₂e of CO₂ per unit
Note on S46: kg CO₂e of CH₄ per unit
Note on T46: kg CO₂e of N₂O per unit
Note on U46: kg CO₂e per unit
Note on V46: kg CO₂e of CO₂ per unit
Note on W46: kg CO₂e of CH₄ per unit
Note on X46: kg CO₂e of N₂O per unit
Note on Y46: kg CO₂e per unit
Note on Z46: kg CO₂e of CO₂ per unit
Note on AA46: kg CO₂e of CH₄ per unit
Note on AB46: kg CO₂e of N₂O per unit
Note on AC46: kg CO₂e per unit
Note on AD46: kg CO₂e of CO₂ per unit
Note on AE46: kg CO₂e of CH₄ per unit
Note on AF46: kg CO₂e of N₂O per unit
Note on AG46: kg CO₂e per unit
Note on AH46: kg CO₂e of CO₂ per unit
Note on AI46: kg CO₂e of CH₄ per unit
Note on AJ46: kg CO₂e of N₂O per unit
Note on C47: Petrol/LPG/CNG - up to a 1.4-litre engine Diesel - up to a 1.7-litre engine Others - vehicles models of a smilar size (i.e. market segment A or B)
Note on C49: Petrol/LPG/CNG - from 1.4-litre to 2.0-litre engine Diesel - from 1.7-litre to 2.0-litre engine Others - vehicles models of a smilar size (i.e. generally market segment C)
Note on C51: Petrol/LPG/CNG - 2.0-litre engine + Diesel - 2.0-litre engine + Others - vehicles models of a smilar size (i.e. generally market segment D and above)
Note on C53: Unknown engine size.
Note on E58: kg CO₂e per unit
Note on F58: kg CO₂e of CO₂ per unit
Note on G58: kg CO₂e of CH₄ per unit
Note on H58: kg CO₂e of N₂O per unit
Note on E70: kg CO₂e per unit
Note on F70: kg CO₂e of CO₂ per unit
Note on G70: kg CO₂e of CH₄ per unit
Note on H70: kg CO₂e of N₂O per unit
Note on D71: The distance travelled by individual passengers a transport mode
Note on D73: The distance travelled by individual passengers a transport mode
Note on E78: kg CO₂e per unit
Note on F78: kg CO₂e of CO₂ per unit
Note on G78: kg CO₂e of CH₄ per unit
Note on H78: kg CO₂e of N₂O per unit
Note on D79: The distance travelled by individual passengers a transport mode
Note on D80: The distance travelled by individual passengers a transport mode
Note on D81: The distance travelled by individual passengers a transport mode
Note on D82: The distance travelled by individual passengers a transport mode
Note on E86: kg CO₂e per unit
Note on F86: kg CO₂e of CO₂ per unit
Note on G86: kg CO₂e of CH₄ per unit
Note on H86: kg CO₂e of N₂O per unit
Note on D87: The distance travelled by individual passengers a transport mode
Note on D88: The distance travelled by individual passengers a transport mode
Note on D89: The distance travelled by individual passengers a transport mode
Note on D90: The distance travelled by individual passengers a transport mode

## WTT- business travel- air
UK Government GHG Conversion Factors for Company Reporting
WTT- business travel- air
Index
| Emissions source: | WTT- business travel (air) | Expiry: | 2019-07-31 | Factor set: | Standard Set
| Scope: | Scope 3 | Version: | 1.01 | Year: | 2017
Well-to-tank (WTT) business travel – air conversion factors should be used to account for the upstream Scope 3 emissions associated with extraction, refining and transportation of the aviation fuel to the plane before take-off.
Guidance
● These factors are to be used to report WTT emissions of business travel by air, not the impact of the WTT for fuel used in aeroplanes freighting goods (this can be found in ‘Well to tank- delivery vehs & freight’).
● Factors are provided with/without radiative forcing (RF) for consistency with the 'Business travel - air' factors. However, for WTT- business travel – air then RF has no effect and so the factors are the same.
Example of calculating emissions from WTT business travel – air
Company L reports its emissions from flights over the course of a year. It decides to also report the Scope 3 WTT impact of the flight fuel. To do so, it requests a report from its dedicated travel agent that reports the distances travelled for domestic, short-haul and long-haul flights, in each class of travel (ranging from economy to first-class).
The company then multiplied the km travelled in each class, for each category of journey by the appropriate conversion factor (as found in the ‘WTT business travel- air’ listing). Where the haul of the journey is known, but the class is unknown, the company may use an ‘average passenger’ factor.
[5 empty] | With RF | Without RF
| Activity | Haul | Class | Unit | kg CO2e | kg CO2e
| WTT- flights | Domestic, to/from UK | Average passenger | passenger.km | 0.03267 | 0.03267
|  | Short-haul, to/from UK | Average passenger | passenger.km | 0.01779 | 0.01779
|  |  | Economy class | passenger.km | 0.0175 | 0.0175
|  |  | Business class | passenger.km | 0.02624 | 0.02624
|  | Long-haul, to/from UK | Average passenger | passenger.km | 0.02329 | 0.02329
|  |  | Economy class | passenger.km | 0.01783 | 0.01783
|  |  | Premium economy class | passenger.km | 0.02853 | 0.02853
|  |  | Business class | passenger.km | 0.05172 | 0.05172
|  |  | First class | passenger.km | 0.07134 | 0.07134
|  | International, to/from non-UK | Average passenger | passenger.km | 0.02002 | 0.02002
|  |  | Economy class | passenger.km | 0.01533 | 0.01533
|  |  | Premium economy class | passenger.km | 0.02453 | 0.02453
|  |  | Business class | passenger.km | 0.04447 | 0.04447
|  |  | First class | passenger.km | 0.06134 | 0.06134
FAQs
Tell me more about the international factors that were introduced in 2015
In the 2015 update, a brand new set of aviation factors were introduced where aviation factors are now being presented for international flights between non-UK destinations. This is a relatively high-level analysis and allows users to choose a different factor for air travel if flying between countries outside of the UK. All factors presented are for direct (non-stop) flights only. This analysis was only possible for passenger air travel. However, in the interests of consistency with the air freight travel, international freight factors have been included. These factors have been set equal to the current UK, long-haul freight factors. See the 'Freighting goods' and 'WTT- delivery vehs & freight' tabs for these factors.
Please note - the international factors included are an average of short and long-haul flights, which explains the difference between the UK factors and the international ones.
For information about how the conversion factors have been derived, please refer to the 'Methodology paper' that accompanies the conversion factors.
Note on F18: Including the influence of non carbon dioxide (CO₂) climate change effects of aviation (such as water vapour, contrails and oxides of nitrogen NOx).
Note on G18: Excluding the influence of non carbon dioxide (CO₂) climate change effects of aviation (such as water vapour, contrails and oxides of nitrogen NOx).
Note on F19: kg CO₂e per unit
Note on G19: kg CO₂e per unit
Note on C20: Domestic flights are between UK airports.
Note on E20: The distance travelled by individual passengers per transport mode
Note on C21: International flights to/from the UK, typically to Europe (up to 3700km distance).
Note on E21: The distance travelled by individual passengers per transport mode
Note on E22: The distance travelled by individual passengers per transport mode
Note on E23: The distance travelled by individual passengers per transport mode
Note on C24: Long haul international flights to/from the UK, typically to non-European destinations (over 3700km distance).
Note on E24: The distance travelled by individual passengers per transport mode
Note on E25: The distance travelled by individual passengers per transport mode
Note on E26: The distance travelled by individual passengers per transport mode
Note on E27: The distance travelled by individual passengers per transport mode
Note on E28: The distance travelled by individual passengers per transport mode
Note on C29: International flights to/from non-UK countries.
Note on E29: The distance travelled by individual passengers per transport mode
Note on E30: The distance travelled by individual passengers per transport mode
Note on E31: The distance travelled by individual passengers per transport mode
Note on E32: The distance travelled by individual passengers per transport mode
Note on E33: The distance travelled by individual passengers per transport mode

## UK electricity T&D for EVs
UK Government GHG Conversion Factors for Company Reporting
UK electricity T&D for EVs
Index
| Emissions source: | UK electricity T&D for EVs | Expiry: | 2019-07-31 | Factor set: | Standard Set
| Scope: | Scope 3 | Version: | 1.01 | Year: | 2018
Transmission and distribution (T&D) factors for electric vehicles should be used to report the Scope 3 emissions associated with grid losses (the energy loss that occurs in getting the electricity from the power plant to the organisations that purchase it).
Guidance
● To account for electricity emissions from electric vehicles fully, organisations should account for the T&D loss associated with the electricity used to charge them.
● To avoid double-counting of electricity T&D emissions, do not include activity/emissions resulting from the use of plug-in electric vehicles that are charged predominantly on your organisation's premises if you are also already reporting the emissions resulting from your electricity consumed there.
Calculating emissions from T&D
Company E reports the emissions from T&D losses associated with the mileage travelled in its plug-in electric company cars, which will include a Scope 3 emission.
Company E uses conversion factors appropriate to each of its cars. For example, for its medium sized battery electric car, it uses a 'medium car: Battery Electric Vehicle' factor. It also owns some plug-in hybrid electric vehicles for which it is not sure on the appropriate size category, so it uses the 'average car: plug-in hybrid electric vehicle' factor.
In some cases, the company knows what model the car is. In this case, it may choose to apply a conversion factor by market segment instead (found in the 'cars (by market segment)' table).
The activity data (km or miles) is multiplied by the appropriate conversion factors to produce company E's passenger vehicle Scope 3 emissions for the electricity T&D lossess associated with its electric vehicles.
|  |  |  | Plug-in Hybrid Electric Vehicle |  |  |  | Battery Electric Vehicle
| Activity | Type | Unit | kg CO2e | kg CO2 | kg CH4 | kg N2O | kg CO2e | kg CO2 | kg CH4 | kg N2O
| Cars (by market segment) | Mini | km |  |  |  |  | 0.00452 | 0.00449 | 1e-05 | 2e-05
|  |  | miles | 0 |  |  |  | 0.00729 | 0.00723 | 2e-05 | 4e-05
|  | Supermini | km | 0.00372 | 0.00369 | 1e-05 | 2e-05 | 0.0041 | 0.00407 | 1e-05 | 2e-05
|  |  | miles | 0.00598 | 0.00594 | 1e-05 | 3e-05 | 0.00661 | 0.00655 | 2e-05 | 4e-05
|  | Lower medium | km | 0.00306 | 0.00303 | 1e-05 | 2e-05 | 0.00503 | 0.00499 | 1e-05 | 3e-05
|  |  | miles | 0.00491 | 0.00487 | 1e-05 | 3e-05 | 0.00809 | 0.00803 | 2e-05 | 4e-05
|  | Upper medium | km | 0.00352 | 0.00349 | 1e-05 | 2e-05 | 0.00405 | 0.00402 | 1e-05 | 2e-05
|  |  | miles | 0.00566 | 0.00562 | 1e-05 | 3e-05 | 0.00653 | 0.00647 | 2e-05 | 4e-05
|  | Executive | km | 0.00365 | 0.00362 | 1e-05 | 2e-05 | 0
|  |  | miles | 0.00586 | 0.00582 | 1e-05 | 3e-05 | 0
|  | Luxury | km | 0.0043 | 0.00427 | 1e-05 | 2e-05 | 0.00612 | 0.00607 | 2e-05 | 3e-05
|  |  | miles | 0.00694 | 0.00688 | 2e-05 | 4e-05 | 0.00983 | 0.00976 | 2e-05 | 5e-05
|  | Sports | km | 0.00341 | 0.00338 | 1e-05 | 2e-05 | 0.0078 | 0.00774 | 2e-05 | 4e-05
|  |  | miles | 0.00548 | 0.00544 | 1e-05 | 3e-05 | 0.01256 | 0.01246 | 3e-05 | 7e-05
|  | Dual purpose 4X4 | km | 0.00419 | 0.00416 | 1e-05 | 2e-05 | 0.007 | 0.00694 | 2e-05 | 4e-05
|  |  | miles | 0.00675 | 0.00669 | 2e-05 | 4e-05 | 0.01126 | 0.01117 | 3e-05 | 6e-05
|  | MPV | km | 0 |  |  |  | 0.00557 | 0.00553 | 1e-05 | 3e-05
|  |  | miles | 0 |  |  |  | 0.00897 | 0.0089 | 2e-05 | 5e-05
|  |  |  | Plug-in Hybrid Electric Vehicle |  |  |  | Battery Electric Vehicle
| Activity | Type | Unit | kg CO2e | kg CO2 | kg CH4 | kg N2O | kg CO2e | kg CO2 | kg CH4 | kg N2O
| Cars (by size) | Small car | km | 0.00372 | 0.00369 | 1e-05 | 2e-05 | 0.00429 | 0.00426 | 1e-05 | 2e-05
|  |  | miles | 0.00598 | 0.00594 | 1e-05 | 3e-05 | 0.00691 | 0.00685 | 2e-05 | 4e-05
|  | Medium car | km | 0.00336 | 0.00333 | 1e-05 | 2e-05 | 0.00502 | 0.00498 | 1e-05 | 3e-05
|  |  | miles | 0.0054 | 0.00536 | 1e-05 | 3e-05 | 0.00808 | 0.00802 | 2e-05 | 4e-05
|  | Large car | km | 0.00415 | 0.00412 | 1e-05 | 2e-05 | 0.00613 | 0.00608 | 2e-05 | 3e-05
|  |  | miles | 0.00669 | 0.00663 | 2e-05 | 4e-05 | 0.00986 | 0.00979 | 2e-05 | 5e-05
|  | Average car | km | 0.00386 | 0.00383 | 1e-05 | 2e-05 | 0.00511 | 0.00507 | 1e-05 | 3e-05
|  |  | miles | 0.00622 | 0.00617 | 2e-05 | 3e-05 | 0.00822 | 0.00816 | 2e-05 | 4e-05
|  |  |  | Plug-in Hybrid Electric Vehicle |  |  |  | Battery Electric Vehicle
| Activity | Type | Unit | kg CO2e | kg CO2 | kg CH4 | kg N2O | kg CO2e | kg CO2 | kg CH4 | kg N2O
| Vans | Class I (up to 1.305 tonnes) | tonne.km |  |  |  |  | 0.02586 | 0.02566 | 6e-05 | 0.00014
|  |  | km |  |  |  |  | 0.00395 | 0.00392 | 1e-05 | 2e-05
|  |  | miles |  |  |  |  | 0.00636 | 0.00631 | 2e-05 | 3e-05
|  | Class II (1.305 to 1.74 tonnes) | tonne.km |  |  |  |  | 0.02702 | 0.0268 | 7e-05 | 0.00015
|  |  | km |  |  |  |  | 0.00542 | 0.00538 | 1e-05 | 3e-05
|  |  | miles |  |  |  |  | 0.00873 | 0.00866 | 2e-05 | 5e-05
|  | Class III (1.74 to 3.5 tonnes) | tonne.km |  |  |  |  | 0.02654 | 0.02633 | 7e-05 | 0.00014
|  |  | km |  |  |  |  | 0.00798 | 0.00792 | 2e-05 | 4e-05
|  |  | miles |  |  |  |  | 0.01284 | 0.01275 | 3e-05 | 6e-05
|  | Average (up to 3.5 tonnes) | tonne.km |  |  |  |  | 0.02701 | 0.02679 | 7e-05 | 0.00015
|  |  | km |  |  |  |  | 0.00544 | 0.0054 | 1e-05 | 3e-05
|  |  | miles |  |  |  |  | 0.00876 | 0.00869 | 2e-05 | 5e-05
FAQs
Is reporting T&D compulsory?
As with other Scope 3 impacts, reporting T&D for EVs is voluntary. However, it is considered best practice for UK reporting.
I am not publishing a company report, but I need a factor for ‘electricity consumption’. What should I do?
For company reporting purposes, organisations should use the ‘electricity generation’ figures for Scope 2 electricity and may use the ‘T&D’ factors for reporting Scope 3 losses. However, for other reporting contexts (where specific scopes do not need to be reported) the ‘electricity consumption’ figure can be calculated by adding together the ‘electricity generation’ (from 'UK electricity for EVs') and the ‘T&D’ values (from 'UK electricity T&D for EVs') within each year.
Which tables do I need to use to capture all the emissions resulting from the use of my plug-in electric vehicles?
Please refer to the 'Passenger vehicles' FAQ for tables providing this information.
What emission factors to I use for range-extended electric vehicles?
The Plug-in Hybrid Electric Vehicle category also includes Range-Extended Electric Vehicles (also known as REEVs, ER-EVs or REX).
Why are emission factors for certain types of electric vehicle missing?
At the moment there are only a limited number of electric vehicle models on the market, and certain categories are not yet represented by battery electric vehicle or plug-in hybrid electric vehicles. Emission factors will be added in future updates for these vehicle types, when models in these categories become available in the UK market/fleet.
For information about how the conversion factors have been derived, please refer to the 'Methodology paper' that accompanies the conversion factors.

## Degree days for London
Description: | Celsius-based heating degree days for a base temperature of 15.5C
Source: | www.degreedays.net (using temperature data from www.wunderground.com)
Accuracy: | Estimates were made to account for missing data: the "% Estimated" column shows how much each figure was affected (0% is best, 100% is worst)
Station: | London Weather Centre, GB (0.10W,51.52N)
Station ID: | EGRB |  |  |  |  | Region | 1 | 2 | 3 | 4 | 5 | 6 | 7 | 8 | 9 | 10 | 11 | 12 | 13 | 14 | 15 | 16 | 17 | 18
|  |  |  | 2016-10-01 | 123 | 08/15: | 14 | 32 | 42 | 27 | 27 | 29 | 50 | 44 | 50 | 42 | 24 | 29 | 69 | 55 | 51 | 43 | 53 | 80
Month starting | HDD - london weather centre | Heathrow | Region 1 (Thames Valley) | 2016-11-01 | 257 | 09/15: | 62 | 110 | 98 | 66 | 85 | 89 | 119 | 103 | 109 | 123 | 90 | 91 | 127 | 104 | 112 | 96 | 93 | 115
2017-01-01 | 359 | 356 | 350 | 2016-12-01 | 267 | 10/15: | 103 | 149 | 142 | 109 | 125 | 136 | 162 | 162 | 160 | 173 | 141 | 151 | 188 | 180 | 183 | 131 | 146 | 141
2017-02-01 | 244 | 235 | 227 |  |  | 11/15: | 143 | 157 | 139 | 101 | 149 | 172 | 206 | 213 | 216 | 197 | 185 | 178 | 242 | 252 | 249 | 166 | 214 | 230
2017-03-01 | 200 | 171 | 159 |  |  | 12/15: | 126 | 151 | 138 | 101 | 151 | 175 | 211 | 240 | 225 | 217 | 186 | 169 | 260 | 265 | 274 | 184 | 234 | 261
2017-04-01 | 186 | 149 | 140 |  |  | 01/16: | 278 | 312 | 287 | 215 | 280 | 302 | 320 | 322 | 318 | 317 | 317 | 309 | 341 | 345 | 355 | 263 | 302 | 320
2017-05-01 | 88 | 74 | 66 |  |  | 02/16: | 268 | 301 | 290 | 256 | 287 | 296 | 329 | 346 | 322 | 328 | 304 | 307 | 347 | 349 | 358 | 287 | 324 | 325
2017-06-01 | 23 | 15 | 18 |  |  | 03/16: | 266 | 291 | 305 | 253 | 276 | 289 | 306 | 302 | 291 | 299 | 297 | 307 | 291 | 309 | 303 | 297 | 278 | 303
2017-07-01 | 10 | 6 | 9 |  |  | 04/16: | 199 | 235 | 234 | 197 | 219 | 230 | 269 | 268 | 281 | 259 | 247 | 248 | 263 | 276 | 287 | 242 | 265 | 272
2017-08-01 | 30 | 18 | 19 |  |  | 05/16: | 76 | 104 | 115 | 85 | 98 | 103 | 126 | 140 | 161 | 137 | 118 | 103 | 128 | 160 | 161 | 125 | 130 | 186
2017-09-01 | 53 | 51 | 47 |  |  | 06/16: | 28 | 40 | 42 | 23 | 30 | 35 | 44 | 68 | 113 | 71 | 49 | 46 | 62 | 104 | 101 | 53 | 45 | 96
2017-10-01 | 80 | 72 | 76 |  |  | 07/16: | 11 | 25 | 31 | 19 | 24 | 20 | 41 | 48 | 41 | 36 | 26 | 26 | 55 | 56 | 48 | 37 | 39 | 72
2017-11-01 | 238 | 227 | 233 |  |  | 08/16: | 10 | 26 | 25 | 12 | 19 | 17 | 28 | 37 | 39 | 30 | 19 | 21 | 56 | 52 | 54 | 23 | 25 | 69
2017-12-01 | 295 | 295 | 293 |  |  | 09/16: | 19 | 39 | 40 | 20 | 24 | 39 | 49 | 54 | 59 | 48 | 33 | 27 | 65 | 64 | 66 | 37 | 51 | 79
2018-01-01 | 274 | 274 | 276 |  |  | 10/16: | 101 | 147 | 155 | 112 | 136 | 140 | 155 | 156 | 149 | 163 | 141 | 133 | 178 | 175 | 184 | 136 | 151 | 158
2018-02-01 | 339 | 335 | 325 |  |  | 11/16: | 248 | 281 | 273 | 233 | 259 | 271 | 322 | 308 | 296 | 327 | 291 | 278 | 341 | 324 | 328 | 254 | 295 | 280
2018-03-01 | 302 | 292 | 277 |  |  | 12/16: | 262 | 302 | 273 | 227 | 250 | 285 | 281 | 262 | 262 | 292 | 288 | 284 | 275 | 291 | 299 | 232 | 261 | 238
2018-04-01 | 167 | 145 | 141 |  |  | 01/17: | 350 | 386 | 334 | 269 | 316 | 345 | 346 | 343 | 334 | 368 | 357 | 383 | 342 | 345 | 343 | 280 | 299 | 279
2018-05-01 | 96 | 69 | 66 |  |  | 02/17: | 227 | 250 | 246 | 221 | 251 | 258 | 261 | 267 | 263 | 269 | 271 | 261 | 279 | 277 | 284 | 248 | 268 | 259
2018-06-01 | 31 | 19 | 17 |  |  | 03/17: | 159 | 191 | 197 | 184 | 205 | 201 | 232 | 242 | 262 | 234 | 209 | 197 | 271 | 278 | 268 | 236 | 241 | 272
2018-07-01 | 9 | 1 | 3 |  |  | 04/17: | 140 | 184 | 201 | 172 | 171 | 188 | 216 | 225 | 214 | 213 | 195 | 189 | 220 | 211 | 226 | 203 | 205 | 238
[6 empty] | 05/17: | 66 | 87 | 91 | 67 | 86 | 99 | 103 | 111 | 148 | 117 | 108 | 98 | 112 | 140 | 144 | 102 | 96 | 138
[6 empty] | 06/17: | 18 | 27 | 39 | 25 | 31 | 28 | 46 | 57 | 63 | 42 | 31 | 32 | 63 | 70 | 79 | 55 | 52 | 92
HDD for 2017 london weather centre | 1806 |  | 1.1032 |  |  | 07/17: | 9 | 14 | 23 | 17 | 14 | 16 | 32 | 53 | 59 | 39 | 22 | 19 | 53 | 62 | 52 | 37 | 43 | 80
HDD for 2017 region 1 | 1637 |  |  |  |  | 08/17: | 19 | 29 | 35 | 28 | 23 | 35 | 53 | 46 | 50 | 50 | 34 | 36 | 61 | 62 | 52 | 34 | 43 | 69
HDD for heathrow | 1669 |  |  |  |  | 09/17: | 47 | 67 | 72 | 38 | 61 | 74 | 88 | 86 | 92 | 82 | 70 | 70 | 97 | 96 | 105 | 63 | 91 | 94
[6 empty] | 10/17: | 76 | 99 | 95 | 60 | 80 | 95 | 126 | 135 | 104 | 110 | 95 | 106 | 129 | 129 | 147 | 95 | 123 | 159
[6 empty] | 11/17: | 233 | 246 | 247 | 189 | 229 | 248 | 269 | 293 | 269 | 280 | 263 | 268 | 294 | 304 | 310 | 211 | 271 | 286
[6 empty] | 12/17: | 293 | 306 | 290 | 235 | 283 | 326 | 349 | 351 | 320 | 354 | 328 | 335 | 352 | 365 | 332 | 279 | 317 | 325
[6 empty] | 01/18: | 276 | 286 | 282 | 254 | 291 | 318 | 333 | 348 | 318 | 335 | 320 | 325 | 369 | 373 | 365 | 300 | 339 | 340
[6 empty] | 02/18: | 325 | 355 | 327 | 290 | 335 | 349 | 358 | 366 | 348 | 372 | 357 | 373 | 341 | 359 | 355 | 321 | 333 | 330
[6 empty] | 03/18: | 277 | 308 | 313 | 274 | 315 | 328 | 341 | 354 | 354 | 346 | 326 | 326 | 360 | 363 | 365 | 330 | 337 | 337
[6 empty] | 04/18: | 141 | 144 | 154 | 149 | 174 | 175 | 189 | 219 | 225 | 203 | 181 | 165 | 217 | 237 | 230 | 207 | 205 | 235
[6 empty] | 05/18: | 66 | 88 | 109 | 110 | 93 | 88 | 110 | 115 | 150 | 118 | 98 | 93 | 117 | 136 | 140 | 125 | 120 | 165
[6 empty] | 06/18: | 17 | 25 | 33 | 28 | 25 | 31 | 48 | 65 | 85 | 58 | 42 | 43 | 61 | 81 | 73 | 53 | 44 | 88
[6 empty] | 07/18: | 3 | 7 | 14 | 13 | 5 | 10 | 22 | 28 | 25 | 27 | 13 | 11 | 30 | 29 | 33 | 21 | 28 | 56

## 20 year average degree days
Twenty-year average degree-day values | [5 empty] | Calculated | 2019-01-02
|  | Heating | Heating | Heating | Cooling | Cooling | Cooling
|  | 18.5 C | 15.5 C | 5.0 C | 15.5 C | 5.0 C | -20 C
1900-01-14 | 01EEO: Thames Valley | 396.67 | 303.585 | 139.46 | 0 | 60.56 | 796.815
1900-02-14 | 01EEO: Thames Valley | 357.1525 | 272.4175 | 123.665 | 0.025 | 57.37 | 730.565
1900-03-15 | 01EEO: Thames Valley | 329.7763 | 238.6013 | 91.315 | 1.975 | 108.01 | 863.975
1900-04-15 | 01EEO: Thames Valley | 241.74 | 159.12 | 44.825 | 10.505 | 172.5 | 916.445
1900-05-15 | 01EEO: Thames Valley | 161.4888 | 88.7287 | 14.52 | 31.61 | 269.185 | 1043.345
1900-06-15 | 01EEO: Thames Valley | 85.47 | 35.985 | 2.71 | 71.875 | 350.915 | 1100.93
1900-07-15 | 01EEO: Thames Valley | 49.5875 | 15.6075 | 0.175 | 120.145 | 430.215 | 1205.16
1900-08-15 | 01EEO: Thames Valley | 52.9325 | 16.9525 | 0.375 | 105.505 | 414.03 | 1189.05
1900-09-15 | 01EEO: Thames Valley | 96.045 | 41.255 | 3.28 | 55.75 | 329.485 | 1079.44
1900-10-15 | 01EEO: Thames Valley | 184.725 | 102.475 | 17.395 | 13.09 | 237.775 | 1011.03
1900-11-15 | 01EEO: Thames Valley | 296.58 | 207.025 | 66.835 | 0.45 | 120.175 | 858.375
1900-12-15 | 01EEO: Thames Valley | 382.845 | 289.86 | 130.245 | 0.025 | 71.73 | 810.725
Year | 01EEO: Thames Valley | 2635.0125 | 1771.6125 | 634.8 | 410.955 | 2621.95 | 11605.855
1900-01-14 | 02EEO: South East | 424.935 | 331.985 | 164.765 | 0 | 46.05 | 768.625
1900-02-14 | 02EEO: South East | 384.785 | 300.07 | 148.665 | 0.04 | 43.57 | 702.795
1900-03-15 | 02EEO: South East | 358.745 | 266.93 | 114.155 | 1.29 | 88.81 | 834.965
1900-04-15 | 02EEO: South East | 270.625 | 186.09 | 61.1 | 7.68 | 148.24 | 886.875
1900-05-15 | 02EEO: South East | 188.205 | 111.455 | 22.855 | 25.18 | 241.845 | 1014.37
1900-06-15 | 02EEO: South East | 106.335 | 49.21 | 4.9 | 55.9 | 321.81 | 1071.665
1900-07-15 | 02EEO: South East | 68.75 | 25.11 | 0.775 | 94.38 | 394.795 | 1169.795
1900-08-15 | 02EEO: South East | 71.46 | 26.255 | 1.55 | 83.575 | 382.72 | 1157.765
1900-09-15 | 02EEO: South East | 122.84 | 59.81 | 8.085 | 40.7 | 296.285 | 1045.91
1900-10-15 | 02EEO: South East | 214.635 | 128.82 | 28.59 | 8.535 | 209.04 | 980.21
1900-11-15 | 02EEO: South East | 321.605 | 231.855 | 85.75 | 0.155 | 102.245 | 833.41
1900-12-15 | 02EEO: South East | 411.175 | 318.13 | 154.47 | 0.005 | 58.105 | 782.305
Year | 02EEO: South East | 2944.095 | 2035.72 | 795.66 | 317.44 | 2333.515 | 11248.69
1900-01-14 | 03EEO: South | 400.975 | 307.985 | 142.46 | 0.01 | 59.96 | 792.54
1900-02-14 | 03EEO: South | 365.725 | 281.04 | 129.745 | 0 | 52.65 | 721.835
1900-03-15 | 03EEO: South | 358.015 | 265.505 | 108.7 | 0.4 | 87.59 | 835.51
1900-04-15 | 03EEO: South | 275.935 | 188.905 | 57.135 | 3.885 | 139.58 | 879.82
1900-05-15 | 03EEO: South | 194.935 | 112.65 | 19.265 | 15.42 | 230.17 | 1003.36
1900-06-15 | 03EEO: South | 114.985 | 51.335 | 4.895 | 40 | 303.95 | 1053.805
1900-07-15 | 03EEO: South | 76.87 | 27.775 | 1.705 | 74.87 | 372.57 | 1147.64
1900-08-15 | 03EEO: South | 77.07 | 28.01 | 2.22 | 68.535 | 365.955 | 1140.84
1900-09-15 | 03EEO: South | 118.73 | 55.25 | 7.365 | 37.08 | 297.415 | 1046.805
1900-10-15 | 03EEO: South | 204.68 | 118.615 | 25.105 | 7.685 | 218.53 | 989.59
1900-11-15 | 03EEO: South | 304.48 | 214.71 | 74.91 | 0.23 | 117.495 | 850.58
1900-12-15 | 03EEO: South | 383.92 | 291.04 | 130.91 | 0.01 | 73.44 | 809.54
Year | 03EEO: South | 2876.32 | 1942.82 | 704.415 | 248.125 | 2319.305 | 11271.865
1900-01-14 | 04EEO: South West | 356.765 | 263.745 | 99.415 | 0 | 83.05 | 836.605
1900-02-14 | 04EEO: South West | 334.35 | 249.595 | 98.005 | 0 | 67.325 | 753.385
1900-03-15 | 04EEO: South West | 331.72 | 238.885 | 82.345 | 0.32 | 101.36 | 861.765
1900-04-15 | 04EEO: South West | 265.22 | 177.235 | 45.665 | 2.47 | 146.255 | 890.345
1900-05-15 | 04EEO: South West | 192.64 | 108.2 | 14.555 | 11.38 | 229.485 | 1003.73
1900-06-15 | 04EEO: South West | 115.665 | 48.895 | 3.395 | 31.66 | 297.79 | 1047.75
1900-07-15 | 04EEO: South West | 74.82 | 22.635 | 0.615 | 59.56 | 362.405 | 1137.475
1900-08-15 | 04EEO: South West | 70.17 | 21.79 | 1.23 | 60.56 | 364.295 | 1139.195
1900-09-15 | 04EEO: South West | 106.115 | 43.415 | 4.52 | 34.865 | 306.75 | 1056.57
1900-10-15 | 04EEO: South West | 179.425 | 94.215 | 15.67 | 8.44 | 241.4 | 1014.63
1900-11-15 | 04EEO: South West | 269.885 | 180.11 | 48.64 | 0.35 | 143.205 | 885.2
1900-12-15 | 04EEO: South West | 338.35 | 245.385 | 88.915 | 0 | 99.4 | 855.3
Year | 04EEO: South West | 2635.125 | 1694.105 | 502.97 | 209.605 | 2442.72 | 11481.95
1900-01-14 | 05EEO: Severn Valley | 396.68 | 303.63 | 137.315 | 0 | 58.805 | 796.925
1900-02-14 | 05EEO: Severn Valley | 363.32 | 278.57 | 127.11 | 0 | 52.13 | 724.31
1900-03-15 | 05EEO: Severn Valley | 346.905 | 254.56 | 99.245 | 0.805 | 93.175 | 846.66
1900-04-15 | 05EEO: Severn Valley | 267.255 | 180.795 | 52.535 | 4.635 | 146 | 888.905
1900-05-15 | 05EEO: Severn Valley | 186.345 | 105.675 | 16.435 | 17.845 | 238.525 | 1012.835
1900-06-15 | 05EEO: Severn Valley | 104.665 | 44.2 | 3.06 | 45.595 | 316.605 | 1066.555
1900-07-15 | 05EEO: Severn Valley | 69.515 | 21.895 | 0.59 | 77.51 | 381.125 | 1156.275
1900-08-15 | 05EEO: Severn Valley | 70.845 | 22.33 | 0.525 | 66.19 | 369.425 | 1144.375
1900-09-15 | 05EEO: Severn Valley | 117.255 | 51.56 | 4.27 | 33.42 | 296.99 | 1046.83
1900-10-15 | 05EEO: Severn Valley | 206.48 | 119.12 | 22.5 | 6.365 | 215.485 | 987.815
1900-11-15 | 05EEO: Severn Valley | 305.32 | 215.435 | 70.61 | 0.07 | 111.76 | 849.735
1900-12-15 | 05EEO: Severn Valley | 386.165 | 293.115 | 130.97 | 0 | 70.06 | 807.355
Year | 05EEO: Severn Valley | 2820.75 | 1890.885 | 665.165 | 252.435 | 2350.085 | 11328.575
1900-01-14 | 06EEO: Midland | 426.39 | 333.54 | 165.79 | 0 | 40.74 | 767
1900-02-14 | 06EEO: Midland | 387.09 | 302.34 | 150.085 | 0 | 39.39 | 700.58
1900-03-15 | 06EEO: Midland | 368.135 | 276.01 | 119.495 | 0.855 | 80.49 | 825.415
1900-04-15 | 06EEO: Midland | 287.09 | 200.51 | 66.745 | 4.135 | 130.065 | 868.775
1900-05-15 | 06EEO: Midland | 203.625 | 122.125 | 23.975 | 16.525 | 222.375 | 995.01
1900-06-15 | 06EEO: Midland | 120.79 | 56.77 | 5.72 | 41.4 | 299.77 | 1049.65
1900-07-15 | 06EEO: Midland | 78.255 | 29.2 | 1.19 | 77.91 | 374.125 | 1149.01
1900-08-15 | 06EEO: Midland | 80.78 | 29.235 | 1.265 | 63.805 | 359.97 | 1134.915
1900-09-15 | 06EEO: Midland | 130.07 | 62.365 | 6.565 | 31.655 | 284.61 | 1034.31
1900-10-15 | 06EEO: Midland | 229.445 | 140.73 | 29.48 | 5.06 | 193.15 | 964.825
1900-11-15 | 06EEO: Midland | 331.505 | 241.6 | 89.31 | 0.045 | 89.925 | 823.4
1900-12-15 | 06EEO: Midland | 416.075 | 323.08 | 158.18 | 0 | 52.235 | 777.4
Year | 06EEO: Midland | 3059.25 | 2117.505 | 817.8 | 241.39 | 2166.845 | 11090.29
1900-01-14 | 07EEO: West Pennine | 430.22 | 337.22 | 169.175 | 0 | 40.695 | 763.325
1900-02-14 | 07EEO: West Pennine | 387.425 | 302.625 | 150.15 | 0 | 40.41 | 700.26
1900-03-15 | 07EEO: West Pennine | 376.815 | 284.245 | 125.7 | 0.525 | 75.255 | 816.745
1900-04-15 | 07EEO: West Pennine | 294.08 | 207.165 | 72.655 | 3.73 | 125.835 | 861.72
1900-05-15 | 07EEO: West Pennine | 210.875 | 128.955 | 27.96 | 16.315 | 216.045 | 987.93
1900-06-15 | 07EEO: West Pennine | 134.695 | 67.07 | 8.485 | 35.265 | 283.585 | 1033.125
1900-07-15 | 07EEO: West Pennine | 93.64 | 37.825 | 2.12 | 62.79 | 350.44 | 1125.49
1900-08-15 | 07EEO: West Pennine | 97.395 | 38.975 | 3.065 | 50.795 | 337.455 | 1112.245
1900-09-15 | 07EEO: West Pennine | 146.04 | 74.005 | 9.645 | 24.27 | 265.64 | 1015.175
1900-10-15 | 07EEO: West Pennine | 239.005 | 149.815 | 34.27 | 4.12 | 184.955 | 955.01
1900-11-15 | 07EEO: West Pennine | 339.61 | 249.76 | 96.655 | 0.045 | 87.835 | 815.335
1900-12-15 | 07EEO: West Pennine | 427.065 | 334.015 | 167.465 | 0 | 47.165 | 766.445
Year | 07EEO: West Pennine | 3176.865 | 2211.675 | 867.345 | 197.855 | 2055.315 | 10952.805
1900-01-14 | 08EEO: North West | 440.175 | 347.18 | 177.915 | 0 | 34.025 | 753.415
1900-02-14 | 08EEO: North West | 400.1 | 315.35 | 161.035 | 0 | 29.975 | 687.47
1900-03-15 | 08EEO: North West | 391.685 | 298.785 | 134.52 | 0 | 59.86 | 801.665
1900-04-15 | 08EEO: North West | 313.05 | 225.025 | 81.655 | 2.34 | 107.06 | 842.425
1900-05-15 | 08EEO: North West | 234.22 | 148.625 | 36.31 | 10.845 | 192.54 | 962.785
1900-06-15 | 08EEO: North West | 154.735 | 81.24 | 11.105 | 24.255 | 258.935 | 1007.84
1900-07-15 | 08EEO: North West | 110.125 | 46.595 | 3.32 | 45.85 | 324.91 | 1099.76
1900-08-15 | 08EEO: North West | 116.835 | 49.28 | 4.28 | 33.91 | 310.355 | 1085.2
1900-09-15 | 08EEO: North West | 159.415 | 82.295 | 10.765 | 16.68 | 250.15 | 999.495
1900-10-15 | 08EEO: North West | 256.06 | 165.43 | 40.73 | 2.68 | 168.94 | 937.725
1900-11-15 | 08EEO: North West | 344.945 | 255.07 | 100.11 | 0.065 | 80.745 | 810
1900-12-15 | 08EEO: North West | 436.175 | 343.225 | 175.71 | 0 | 42.765 | 757.385
Year | 08EEO: North West | 3357.52 | 2358.1 | 937.455 | 136.625 | 1860.26 | 10745.165
1900-01-14 | 09EEO: Borders | 419.445 | 326.5 | 158.305 | 0 | 36.915 | 774.15
1900-02-14 | 09EEO: Borders | 381.805 | 297.05 | 144.115 | 0 | 35.375 | 705.845
1900-03-15 | 09EEO: Borders | 384.315 | 291.43 | 128.845 | 0.07 | 61.27 | 809.03
1900-04-15 | 09EEO: Borders | 320.05 | 231.075 | 82.65 | 0.905 | 95.37 | 835
1900-05-15 | 09EEO: Borders | 253.545 | 164.04 | 36.355 | 4.17 | 167.72 | 940.47
1900-06-15 | 09EEO: Borders | 170.74 | 91.19 | 8.295 | 13.57 | 237.49 | 987.46
1900-07-15 | 09EEO: Borders | 118.235 | 49.15 | 2.245 | 32.39 | 308.79 | 1083.73
1900-08-15 | 09EEO: Borders | 115.475 | 47.245 | 2.26 | 31.9 | 310.225 | 1085.23
1900-09-15 | 09EEO: Borders | 156.265 | 78.655 | 7.015 | 15.695 | 252.19 | 1002.085
1900-10-15 | 09EEO: Borders | 241.49 | 150.845 | 29.25 | 2.755 | 179.46 | 952.47
1900-11-15 | 09EEO: Borders | 330.975 | 241.025 | 87.43 | 0.055 | 87.48 | 824
1900-12-15 | 09EEO: Borders | 411.37 | 318.38 | 151.925 | 0.015 | 47.18 | 782.205
Year | 09EEO: Borders | 3303.71 | 2286.585 | 838.69 | 101.525 | 1819.465 | 10781.675
1900-01-14 | 10EEO: North East | 435.035 | 341.985 | 173.985 | 0 | 38.355 | 758.55
1900-02-14 | 10EEO: North East | 394.73 | 309.92 | 157.23 | 0 | 37.575 | 692.985
1900-03-15 | 10EEO: North East | 381.745 | 289.035 | 130.87 | 0.385 | 72.72 | 811.79
1900-04-15 | 10EEO: North East | 303.765 | 216.6 | 80.37 | 3.44 | 119.105 | 851.81
1900-05-15 | 10EEO: North East | 226.195 | 142.625 | 35.62 | 13.885 | 201.565 | 971.74
1900-06-15 | 10EEO: North East | 145.075 | 76.21 | 11.315 | 32.865 | 272.395 | 1021.685
1900-07-15 | 10EEO: North East | 97.58 | 42.33 | 3.285 | 62.01 | 345.16 | 1120.245
1900-08-15 | 10EEO: North East | 101.585 | 44.075 | 4.685 | 54.025 | 335.58 | 1110.43
1900-09-15 | 10EEO: North East | 150.05 | 78.33 | 11.84 | 25.68 | 263.165 | 1012.285
1900-10-15 | 10EEO: North East | 247.355 | 158.25 | 40.625 | 4.58 | 178.135 | 946.765
1900-11-15 | 10EEO: North East | 346.71 | 256.895 | 104.53 | 0.17 | 82.625 | 808.265
1900-12-15 | 10EEO: North East | 434.26 | 341.285 | 175.57 | 0.01 | 44.655 | 759.305
Year | 10EEO: North East | 3264.085 | 2297.54 | 929.925 | 197.05 | 1991.035 | 10865.855
1900-01-14 | 11EEO: East Pennine | 427.77 | 334.67 | 166.72 | 0 | 39.22 | 765.87
1900-02-14 | 11EEO: East Pennine | 387.415 | 302.665 | 150.365 | 0 | 38.775 | 700.29
1900-03-15 | 11EEO: East Pennine | 367.66 | 275.235 | 118.645 | 0.545 | 78.8 | 825.92
1900-04-15 | 11EEO: East Pennine | 285.56 | 198.63 | 65.87 | 3.905 | 130.07 | 870.215
1900-05-15 | 11EEO: East Pennine | 204.53 | 122.865 | 24.32 | 16.255 | 220.81 | 993.72
1900-06-15 | 11EEO: East Pennine | 123.17 | 58.88 | 5.6 | 40.265 | 296.45 | 1046.395
1900-07-15 | 11EEO: East Pennine | 77.46 | 28.83 | 0.915 | 77.895 | 374.485 | 1149.43
1900-08-15 | 11EEO: East Pennine | 77.29 | 28.045 | 1.035 | 70.94 | 368.16 | 1143.115
1900-09-15 | 11EEO: East Pennine | 124.45 | 58.05 | 5.15 | 33.9 | 290.965 | 1040.95
1900-10-15 | 11EEO: East Pennine | 222.455 | 134.535 | 26.12 | 6.245 | 199.465 | 972.165
1900-11-15 | 11EEO: East Pennine | 332.01 | 242.2 | 89.855 | 0.14 | 88.79 | 823.015
1900-12-15 | 11EEO: East Pennine | 421.08 | 328.12 | 162.325 | 0 | 47.21 | 772.5
Year | 11EEO: East Pennine | 3050.85 | 2112.725 | 816.92 | 250.09 | 2173.2 | 11103.585
1900-01-14 | 12EEO: East Anglia | 436.755 | 343.85 | 175.55 | 0 | 37.11 | 756.83
1900-02-14 | 12EEO: East Anglia | 393.545 | 308.81 | 156.83 | 0.02 | 37.35 | 694.025
1900-03-15 | 12EEO: East Anglia | 370.61 | 278.265 | 121.925 | 0.525 | 78.67 | 822.905
1900-04-15 | 12EEO: East Anglia | 284.605 | 198.385 | 68.685 | 5.21 | 134.295 | 871.85
1900-05-15 | 12EEO: East Anglia | 201.085 | 121.175 | 26.205 | 19.25 | 226.215 | 998.5
1900-06-15 | 12EEO: East Anglia | 124.545 | 62.045 | 7.62 | 43.645 | 296.835 | 1046.53
1900-07-15 | 12EEO: East Anglia | 75.655 | 29.12 | 1.44 | 85.305 | 381.675 | 1156.585
1900-08-15 | 12EEO: East Anglia | 77.28 | 29.475 | 1.785 | 76.75 | 372.665 | 1147.715
1900-09-15 | 12EEO: East Anglia | 122.55 | 58.725 | 6.795 | 38.585 | 295.21 | 1044.99
1900-10-15 | 12EEO: East Anglia | 219.68 | 132.925 | 28.45 | 7.265 | 203.22 | 974.855
1900-11-15 | 12EEO: East Anglia | 330.805 | 241.02 | 90.16 | 0.07 | 91.78 | 824.275
1900-12-15 | 12EEO: East Anglia | 420.845 | 327.855 | 162.205 | 0 | 48.725 | 772.72
Year | 12EEO: East Anglia | 3057.96 | 2131.65 | 847.65 | 276.625 | 2203.75 | 11111.78
1900-01-14 | 13EEO: W Scotland | 436.95 | 344.05 | 174.635 | 0 | 35.27 | 756.645
1900-02-14 | 13EEO: W Scotland | 391.835 | 307.085 | 152.665 | 0 | 33.79 | 695.835
1900-03-15 | 13EEO: W Scotland | 389.38 | 296.775 | 132.125 | 0.245 | 63.3 | 804.07
1900-04-15 | 13EEO: W Scotland | 309.61 | 221.135 | 77.42 | 1.855 | 108.93 | 845.68
1900-05-15 | 13EEO: W Scotland | 236.545 | 150.03 | 35.14 | 9.035 | 188.625 | 959.495
1900-06-15 | 13EEO: W Scotland | 157.95 | 82.495 | 9.99 | 20.505 | 253.49 | 1003.11
1900-07-15 | 13EEO: W Scotland | 115.165 | 48.925 | 3.83 | 38.725 | 315.275 | 1090.365
1900-08-15 | 13EEO: W Scotland | 124.77 | 55.585 | 5.995 | 31.06 | 301.31 | 1076.155
1900-09-15 | 13EEO: W Scotland | 166.905 | 87.875 | 12.94 | 12.94 | 241.37 | 990.075
1900-10-15 | 13EEO: W Scotland | 261.445 | 170.11 | 43.895 | 1.83 | 164.505 | 932.145
1900-11-15 | 13EEO: W Scotland | 353.835 | 263.84 | 107.27 | 0.005 | 75.84 | 801.165
1900-12-15 | 13EEO: W Scotland | 435.345 | 342.445 | 175.105 | 0 | 44.91 | 758.18
Year | 13EEO: W Scotland | 3379.735 | 2370.35 | 931.01 | 116.2 | 1826.615 | 10712.92
1900-01-14 | 14EEO: E Scotland | 445.435 | 352.545 | 183.685 | 0 | 29.85 | 747.87
1900-02-14 | 14EEO: E Scotland | 399.475 | 314.735 | 161.1 | 0 | 30.245 | 688.115
1900-03-15 | 14EEO: E Scotland | 392.245 | 299.345 | 137.7 | 0.115 | 61.755 | 801.24
1900-04-15 | 14EEO: E Scotland | 320.505 | 232.015 | 87.53 | 1.695 | 100.415 | 834.695
1900-05-15 | 14EEO: E Scotland | 256.095 | 167.99 | 43.525 | 5.925 | 168.9 | 938.42
1900-06-15 | 14EEO: E Scotland | 168.52 | 91.4 | 11.415 | 17.42 | 241.545 | 990.975
1900-07-15 | 14EEO: E Scotland | 120.735 | 53.485 | 4.145 | 37.745 | 309.865 | 1084.935
1900-08-15 | 14EEO: E Scotland | 125.72 | 56.815 | 5.66 | 32.045 | 300.885 | 1075.835
1900-09-15 | 14EEO: E Scotland | 165.41 | 88.265 | 12.505 | 16.6 | 244.15 | 993.415
1900-10-15 | 14EEO: E Scotland | 262.565 | 171.48 | 44.555 | 1.95 | 162.78 | 930.96
1900-11-15 | 14EEO: E Scotland | 358.02 | 268.09 | 111.645 | 0.065 | 71.82 | 796.94
1900-12-15 | 14EEO: E Scotland | 445.53 | 352.64 | 184.935 | 0.005 | 36.93 | 747.95
Year | 14EEO: E Scotland | 3460.255 | 2448.805 | 988.4 | 113.565 | 1759.14 | 10631.35
1900-01-14 | 15EEO: N E Scotland | 443.06 | 350.11 | 181.18 | 0 | 27.485 | 750.48
1900-02-14 | 15EEO: N E Scotland | 404.78 | 320.075 | 166.645 | 0 | 27.15 | 682.865
1900-03-15 | 15EEO: N E Scotland | 397.745 | 304.94 | 142.61 | 0.23 | 57.755 | 795.72
1900-04-15 | 15EEO: N E Scotland | 330.265 | 241.45 | 93.96 | 1.555 | 91.54 | 825.015
1900-05-15 | 15EEO: N E Scotland | 264.91 | 175.885 | 46.23 | 4.82 | 159.46 | 929.55
1900-06-15 | 15EEO: N E Scotland | 182.61 | 102.255 | 13.06 | 12.845 | 226.23 | 975.68
1900-07-15 | 15EEO: N E Scotland | 129.22 | 58.3 | 3.28 | 31.305 | 298.615 | 1073.495
1900-08-15 | 15EEO: N E Scotland | 134.86 | 61.495 | 5.66 | 25.695 | 290.175 | 1064.675
1900-09-15 | 15EEO: N E Scotland | 176.945 | 96.99 | 13.215 | 12.99 | 232.07 | 980.91
1900-10-15 | 15EEO: N E Scotland | 274.215 | 182.7 | 47.685 | 1.52 | 151.495 | 919.42
1900-11-15 | 15EEO: N E Scotland | 356.225 | 266.355 | 109.35 | 0.075 | 71.86 | 798.73
1900-12-15 | 15EEO: N E Scotland | 445.755 | 352.715 | 184.9 | 0.01 | 35.78 | 747.725
Year | 15EEO: N E Scotland | 3540.59 | 2513.27 | 1007.775 | 91.045 | 1669.615 | 10544.265
1900-01-14 | 16EEO: Wales | 390.46 | 297.5 | 128.535 | 0 | 54.615 | 803.07
1900-02-14 | 16EEO: Wales | 362.445 | 277.735 | 123.615 | 0 | 44.73 | 725.245
1900-03-15 | 16EEO: Wales | 364.805 | 272.08 | 108.61 | 0.23 | 72.805 | 828.585
1900-04-15 | 16EEO: Wales | 298.005 | 209.155 | 62.16 | 1.53 | 113.245 | 857.315
1900-05-15 | 16EEO: Wales | 225 | 137.13 | 19.595 | 8.675 | 197.54 | 972.025
1900-06-15 | 16EEO: Wales | 148.53 | 70.575 | 3.73 | 17.005 | 261.435 | 1011.44
1900-07-15 | 16EEO: Wales | 110.34 | 38.8 | 0.65 | 29.62 | 316.165 | 1091.16
1900-08-15 | 16EEO: Wales | 103.95 | 33.28 | 0.655 | 26.84 | 319.155 | 1094.225
1900-09-15 | 16EEO: Wales | 138.13 | 60.07 | 3.495 | 14.735 | 269.61 | 1019.535
1900-10-15 | 16EEO: Wales | 215.37 | 124.545 | 17.585 | 2.375 | 204.09 | 978.27
1900-11-15 | 16EEO: Wales | 297.98 | 208.045 | 59.16 | 0.015 | 113.695 | 856.915
1900-12-15 | 16EEO: Wales | 368.96 | 276.005 | 109.945 | 0 | 72.895 | 824.55
Year | 16EEO: Wales | 3023.975 | 2004.92 | 637.735 | 101.025 | 2039.98 | 11062.335
1900-01-14 | 17EEO: N Ireland | 421.6 | 328.495 | 159.71 | 0 | 38.33 | 771.84
1900-02-14 | 17EEO: N Ireland | 378.4 | 293.75 | 140.345 | 0 | 38.47 | 709.24
1900-03-15 | 17EEO: N Ireland | 375.32 | 282.385 | 120.43 | 0.055 | 70.465 | 818.355
1900-04-15 | 17EEO: N Ireland | 298.88 | 210.455 | 70.12 | 1.69 | 117.3 | 856.19
1900-05-15 | 17EEO: N Ireland | 226.055 | 140.18 | 29.61 | 9.6 | 197.435 | 969.81
1900-06-15 | 17EEO: N Ireland | 144.56 | 71.78 | 7 | 23.92 | 267.32 | 1017.06
1900-07-15 | 17EEO: N Ireland | 108.685 | 43.86 | 2.295 | 40.62 | 322.295 | 1097.235
1900-08-15 | 17EEO: N Ireland | 111.985 | 44.48 | 2.585 | 31.88 | 312.945 | 1087.95
1900-09-15 | 17EEO: N Ireland | 153.305 | 75.43 | 8.205 | 14.415 | 254.295 | 1003.94
1900-10-15 | 17EEO: N Ireland | 244.165 | 152.81 | 32.7 | 1.84 | 178.21 | 949.265
1900-11-15 | 17EEO: N Ireland | 336.645 | 246.77 | 91.16 | 0.015 | 84.29 | 818.3
1900-12-15 | 17EEO: N Ireland | 407.375 | 314.39 | 147.545 | 0 | 51.635 | 786.13
Year | 17EEO: N Ireland | 3206.975 | 2204.785 | 811.705 | 124.035 | 1932.99 | 10885.315
1900-01-14 | 18EEO: N W Scotland | 413.48 | 320.535 | 150.91 | 0 | 38.8 | 779.955
1900-02-14 | 18EEO: N W Scotland | 380.7 | 295.95 | 141.13 | 0 | 35.075 | 706.935
1900-03-15 | 18EEO: N W Scotland | 386.59 | 293.535 | 125.615 | 0 | 57.085 | 806.985
1900-04-15 | 18EEO: N W Scotland | 321.835 | 232.525 | 80.345 | 0.95 | 94.315 | 833.335
1900-05-15 | 18EEO: N W Scotland | 272.82 | 181.895 | 43.715 | 2.33 | 149.605 | 920.92
1900-06-15 | 18EEO: N W Scotland | 196.13 | 109.93 | 10.38 | 4.66 | 210.105 | 959.72
1900-07-15 | 18EEO: N W Scotland | 153.67 | 71.08 | 3.065 | 12.465 | 267.09 | 1041.98
1900-08-15 | 18EEO: N W Scotland | 150.705 | 66.82 | 3.545 | 10.635 | 269.385 | 1044.365
1900-09-15 | 18EEO: N W Scotland | 184.97 | 98.54 | 10.01 | 3.79 | 220.995 | 970.51
1900-10-15 | 18EEO: N W Scotland | 264.095 | 171.4 | 36.45 | 0.255 | 157.525 | 929.22
1900-11-15 | 18EEO: N W Scotland | 337.705 | 247.705 | 90.25 | 0 | 82.1 | 817.35
1900-12-15 | 18EEO: N W Scotland | 407.235 | 314.14 | 147.1 | 0 | 51.55 | 786.385
Year | 18EEO: N W Scotland | 3469.935 | 2404.055 | 842.515 | 35.085 | 1633.63 | 10597.66

## degree days
Region | 1 | 2 | 3 | 4 | 5 | 6 | 7 | 8 | 9 | 10 | 11 | 12 | 13 | 14 | 15 | 16 | 17 | 18
07/15: | 16 | 35 | 39 | 20 | 36 | 39 | 63 | 60 | 71 | 59 | 34 | 35 | 88 | 72 | 76 | 50 | 70 | 103
08/15: | 14 | 32 | 42 | 27 | 27 | 29 | 50 | 44 | 50 | 42 | 24 | 29 | 69 | 55 | 51 | 43 | 53 | 80
09/15: | 62 | 110 | 98 | 66 | 85 | 89 | 119 | 103 | 109 | 123 | 90 | 91 | 127 | 104 | 112 | 96 | 93 | 115
10/15: | 103 | 149 | 142 | 109 | 125 | 136 | 162 | 162 | 160 | 173 | 141 | 151 | 188 | 180 | 183 | 131 | 146 | 141
11/15: | 143 | 157 | 139 | 101 | 149 | 172 | 206 | 213 | 216 | 197 | 185 | 178 | 242 | 252 | 249 | 166 | 214 | 230
12/15: | 126 | 151 | 138 | 101 | 151 | 175 | 211 | 240 | 225 | 217 | 186 | 169 | 260 | 265 | 274 | 184 | 234 | 261
01/16: | 278 | 312 | 287 | 215 | 280 | 302 | 320 | 322 | 318 | 317 | 317 | 309 | 341 | 345 | 355 | 263 | 302 | 320
02/16: | 268 | 301 | 290 | 256 | 287 | 296 | 329 | 346 | 322 | 328 | 304 | 307 | 347 | 349 | 358 | 287 | 324 | 325
03/16: | 266 | 291 | 305 | 253 | 276 | 289 | 306 | 302 | 291 | 299 | 297 | 307 | 291 | 309 | 303 | 297 | 278 | 303
04/16: | 199 | 235 | 234 | 197 | 219 | 230 | 269 | 268 | 281 | 259 | 247 | 248 | 263 | 276 | 287 | 242 | 265 | 272
05/16: | 76 | 104 | 115 | 85 | 98 | 103 | 126 | 140 | 161 | 137 | 118 | 103 | 128 | 160 | 161 | 125 | 130 | 186
06/16: | 28 | 40 | 42 | 23 | 30 | 35 | 44 | 68 | 113 | 71 | 49 | 46 | 62 | 104 | 101 | 53 | 45 | 96
07/16: | 11 | 25 | 31 | 19 | 24 | 20 | 41 | 48 | 41 | 36 | 26 | 26 | 55 | 56 | 48 | 37 | 39 | 72
08/16: | 10 | 26 | 25 | 12 | 19 | 17 | 28 | 37 | 39 | 30 | 19 | 21 | 56 | 52 | 54 | 23 | 25 | 69
09/16: | 19 | 39 | 40 | 20 | 24 | 39 | 49 | 54 | 59 | 48 | 33 | 27 | 65 | 64 | 66 | 37 | 51 | 79
10/16: | 101 | 147 | 155 | 112 | 136 | 140 | 155 | 156 | 149 | 163 | 141 | 133 | 178 | 175 | 184 | 136 | 151 | 158
11/16: | 248 | 281 | 273 | 233 | 259 | 271 | 322 | 308 | 296 | 327 | 291 | 278 | 341 | 324 | 328 | 254 | 295 | 280
12/16: | 262 | 302 | 273 | 227 | 250 | 285 | 281 | 262 | 262 | 292 | 288 | 284 | 275 | 291 | 299 | 232 | 261 | 238
01/17: | 350 | 386 | 334 | 269 | 316 | 345 | 346 | 343 | 334 | 368 | 357 | 383 | 342 | 345 | 343 | 280 | 299 | 279
02/17: | 227 | 250 | 246 | 221 | 251 | 258 | 261 | 267 | 263 | 269 | 271 | 261 | 279 | 277 | 284 | 248 | 268 | 259
03/17: | 159 | 191 | 197 | 184 | 205 | 201 | 232 | 242 | 262 | 234 | 209 | 197 | 271 | 278 | 268 | 236 | 241 | 272
04/17: | 140 | 184 | 201 | 172 | 171 | 188 | 216 | 225 | 214 | 213 | 195 | 189 | 220 | 211 | 226 | 203 | 205 | 238
05/17: | 66 | 87 | 91 | 67 | 86 | 99 | 103 | 111 | 148 | 117 | 108 | 98 | 112 | 140 | 144 | 102 | 96 | 138
06/17: | 18 | 27 | 39 | 25 | 31 | 28 | 46 | 57 | 63 | 42 | 31 | 32 | 63 | 70 | 79 | 55 | 52 | 92
07/17: | 9 | 14 | 23 | 17 | 14 | 16 | 32 | 53 | 59 | 39 | 22 | 19 | 53 | 62 | 52 | 37 | 43 | 80
08/17: | 19 | 29 | 35 | 28 | 23 | 35 | 53 | 46 | 50 | 50 | 34 | 36 | 61 | 62 | 52 | 34 | 43 | 69
09/17: | 47 | 67 | 72 | 38 | 61 | 74 | 88 | 86 | 92 | 82 | 70 | 70 | 97 | 96 | 105 | 63 | 91 | 94
10/17: | 76 | 99 | 95 | 60 | 80 | 95 | 126 | 135 | 104 | 110 | 95 | 106 | 129 | 129 | 147 | 95 | 123 | 159
11/17: | 233 | 246 | 247 | 189 | 229 | 248 | 269 | 293 | 269 | 280 | 263 | 268 | 294 | 304 | 310 | 211 | 271 | 286
12/17: | 293 | 306 | 290 | 235 | 283 | 326 | 349 | 351 | 320 | 354 | 328 | 335 | 352 | 365 | 332 | 279 | 317 | 325
01/18: | 276 | 286 | 282 | 254 | 291 | 318 | 333 | 348 | 318 | 335 | 320 | 325 | 369 | 373 | 365 | 300 | 339 | 340
02/18: | 325 | 355 | 327 | 290 | 335 | 349 | 358 | 366 | 348 | 372 | 357 | 373 | 341 | 359 | 355 | 321 | 333 | 330
03/18: | 277 | 308 | 313 | 274 | 315 | 328 | 341 | 354 | 354 | 346 | 326 | 326 | 360 | 363 | 365 | 330 | 337 | 337
04/18: | 141 | 144 | 154 | 149 | 174 | 175 | 189 | 219 | 225 | 203 | 181 | 165 | 217 | 237 | 230 | 207 | 205 | 235
05/18: | 66 | 88 | 109 | 110 | 93 | 88 | 110 | 115 | 150 | 118 | 98 | 93 | 117 | 136 | 140 | 125 | 120 | 165
06/18: | 17 | 25 | 33 | 28 | 25 | 31 | 48 | 65 | 85 | 58 | 42 | 43 | 61 | 81 | 73 | 53 | 44 | 88
total for lancashire 2017 | 2121

## areas (hidden)
Floor areas | length | width | area | storeys | Storey height | total floor area | CWI ? | wall area | assume 35% glazing | total wall area for CWI
|  |  | 0 | 2 | 2.5 | 0
|  |  | 0 | 2 | 2.5 | 0
|  |  | 0 | 2 | 2.5 | 0 | yes | 0 | 0 | 0
|  |  | 0 | 1 | 7 | 0 | yes | 0 | 0 | 0
|  |  | 0 | 1 | 10 | 0
|  |  | 0 | 2 | 2.5 | 0
|  |  | 0 | 2 | 2.5 | 0
|  |  | 0 | 2 | 2.5 | 0
|  |  | 0 | 2 | 2.5 | 0 | yes | 0 | 0 | 0
|  |  | 0 | 2 | 2.5 | 0 | yes | 0 | 0 | 0
|  |  | 0 | 2 | 2.5 | 0 | yes | 0 | 0 | 0
|  |  | 0 | 2 | 2.5 | 0 | yes | 0 | 0 | 0
|  |  | 0 | 2 | 2.5 | 0 | yes | 0 | 0 | 0
|  |  | 0 | 2 | 2.5 | 0 | yes | 0 | 0 | 0
|  |  | 0 | 2 | 2.5 | 0 | yes | 0 | 0 | 0
|  |  | 0 | 2 | 2.5 | 0 | yes | 0 | 0 | 0
|  |  | 0 | 2 | 2.5 | 0 | yes | 0 | 0 | 0
|  |  | 0 | 2 | 2.5 | 0 |  | 0 | 0 | 0
|  |  | 0 | 2 | 2.5 | 0 |  | 0 | 0 | 0
|  |  | 0 | 2 | 2.5 | 0 |  | 0 | 0 | 0
|  |  | 0 | 2 | 2.5 | 0
|  |  | 0 | 2 | 2.5 | 0 |  | 0 | 0 | 0
|  |  | 0 | 2 | 2.5 | 0 |  | 0 | 0 | 0
|  |  | 0 | 1 | 5 | 0 |  | 0 | 0 | 0
|  |  | 0 | 1 | 3 | 0 |  | 0 | 0 | 0
|  |  | 0 | 1 | 8 | 0 |  | 0 | 0 | 0
|  |  | 0 | 1 | 2.5 | 0 |  | 0 | 0 | 0
|  |  | 0 | 1 | 2.5 | 0 |  | 0 | 0 | 0
|  |  | 0 | 2 | 2.5 | 0
|  |  | 0 | 2 | 2.5 | 0 |  | 0 | 0 | 0
|  |  | 0 | 2 |  | 0
TOTALS | [5 empty] | 0 |  | 0 |  | 0

## Wall calculation (hidden)
Wall calculations
[8 empty] | depth | resistance | conductivity
U value calculation existing wall | resistance |  | Depth required (sheeps wool) m | 0.0312 |  |  | external surface |  | 0.04
external surface | 0.04 |  | Depth required (sheeps wool) mm | 31.2 |  |  | tile | 0.005 | 0.0059524 | 0.84
brick | 0.134 |  | Depth required (rock wool) mm | 36 |  |  | air gap |  | 0.18
air gap | 0.09 | [5 empty] | lath and plaster | 0.012 | 0.042857 | 0.28
brick | 0.184 | [5 empty] | insulation |  | 5.68 |  |  | 3.41
render | 0.023 | [5 empty] | suspended celing mineral fibre slab
Internal surface | 0.13 | [5 empty] | Internal surface |  | 0.12
[7 empty] | total resistance |  | 6.0688
U value calculation insulated wall
external surface | 0.04 |  |  |  |  | Conductivity |  | sheeps wool (thermafleece) | 50 mm | 100 mm | 150 | 175 | 200 | 250
brick | 0.134 |  |  |  |  | lath and plaster | 0.28 | total resistance | 1.67 | 2.96 | 4.25 | 4.9 | 5.54 | 6.83
air gap (10mm) | 0.09 |  |  |  |  | rockwool | 0.045 | u value | 0.5988 | 0.33784 | 0.23529 | 0.20408 | 0.18051 | 0.14641
40 mm blown polyurethane insulation | 0.8
brick | 0.184 |  |  |  |  | plaster - gypsum | 0.48 | savings (kwh) | 38276 | 43343 | 45332 | 45937 | 46395 | 47056
plaster | 0.023 |  |  |  |  | sprayable polyuethane foam | 0.023 | costs | 0 | 0 | 0 | 0 | 0
Internal surface | 0.13 |  |  |  | 0.039 |  |  | savings (£) | 1281.3178 | 1450.9394 | 1517.5227 | 1537.7755 | 1553.1074
[8 empty] | installed costs | 0 | 0 | 0 | 0 | 0
[5 empty] | 0.045 |  |  | payback | 0 | 0 | 0 | 0 | 0
Total resistance existing | 0.601
U value existing | 1.6639 | [6 empty] | rockwool | 100 | 150 | 200 | 250 |  |  | 265 | Rockwool k value | 0.044 | 165 | 175 | 65 | 75
Insulated wall U Value | 0.71378 | [6 empty] | resistance | 2.2727 | 3.4091 | 4.5455 | 5.6818 |  |  | 6.0227 |  |  | 3.75 | 3.9773 | 1.4773 | 1.7045
Target resistance | 1.401 | [6 empty] | total resistance | 2.66 | 3.79 | 4.89 | 6.06 |  |  | 6.3 |  |  | 4.13 | 4.36 | 1.88 | 2.09
Resistance required | 0.8 | [6 empty] | u value | 0.37594 | 0.26385 | 0.2045 | 0.16502 | co2 kg |  | 0.15873 |  |  | 0.24213 | 0.22936 | 0.53191 | 0.47847
[8 empty] | savings (kwh) | #REF! |  |  |  | 0 |  | 46817 |  |  | 45199 | 45447 | 39577 | 40614
degree days south east 20 year average | #REF! | [6 empty] | costs | 0 | 0 | 0 | [6 empty] | 0 | 0 | 0 | 0
heat loss calculation | [7 empty] | savings (£) | #REF! | 0 | 0 | [6 empty] | 1513.0704 | 1521.3724 | 1324.8698 | 1359.5841
Applicable wall area | 0 | [6 empty] | installed costs | 0 | 0 | 0 | [6 empty] | 0 | 0 | 0 | 0
average heat loss (watthours) | #REF! | Boiler efficiency | £ value | CO2 (kg) |  |  |  | payback | #REF! | #DIV/0! | #DIV/0! | [6 empty] | 0 | 0 | 0 | 0
kwh loss without cavity fill | #REF! | #REF! | #REF! | #REF!
kwh loss with cavity fill | #REF! | #REF! | #REF! | #REF! |  |  |  | Rockwool
savings |  | #REF! | #REF! | #REF! |  |  |  | depth | metres per pack | cost per pack
[8 empty] | 65 | 5.4 | 20.85
Formula from website | [7 empty] | 75 | 5 | 41
Heat loss rate | [7 empty] | 100 | 5.76 | 32.22
[8 empty] | 150 | 3.84 | 39.99
thermafleece
[8 empty] | depth | metres per pack | cost per pack
[8 empty] | 50 | 20.16 | 110
[8 empty] | 75 | 13 | 110
[8 empty] | 100 | 10.8 | 110
addition of rockwool
[8 empty] | rockwool | 100 | 150
[8 empty] | resistance | 2.2727 | 2.2727
[8 empty] | total resistance | 2.66 | 2.66
[8 empty] | u value | 0.37594 | 0.37594
[8 empty] | savings (kwh) | 18733.8981 | 22825.049
[8 empty] | costs | 11059.0571 | 20588.9987
[8 empty] | savings (£) | 513.9592 | 626.1988
[8 empty] | installed costs | 16990.1715 | 26520.1132
[8 empty] | payback | 33.0574 | 42.351
payback
13.0297
17.1266
| Costs | per square metre incl.vat | cost per square metre material alone | installtion cost per metre squared (£) | for the site (£)
| 150 mm Sheepswool installed | 28.875 | #DIV/0! | 4 | 0
| 150 mm Rockwool installed | 10.5 | #DIV/0! | 3 | 0 |  |  | payback
| 170 mm Fibreglass installed | 8.75 | [5 empty] | 55.1988
| Installed cost |  | payback (years)
| sheepswool | 0 | #REF!
| rockwool | 0 | #REF!
| fibreglass | 0 | #REF!
Sheeps wool resistance
| Thickness in mm | Thermal
| (tolerance +/- 5mm) | Resistance
| 50 | 1.29
| 75 | 1.94
| 100 | 2.58 | 4.52
| 150 (2 x 75mm) or (1x100mm +1x 50mm) | 3.87
| 200 (2 x 100mm) | 5.16
| 250 (2 x 100mm + 1x 50mm) | 6.45
| Glazing calculations |  | U | Heat loss | Inc boiler efficiency | £ value | CO2
|  | Single glazing | 5.5 | #REF! | #REF! | #REF! | 1244.7525
|  | Double glazing | 3.4 | #REF! | #REF! | #REF! | 769.4833
|  | Savings |  | #REF! | #REF! | #REF! | 475.2691
Dolphin block calcs |  | savings (kwh) | value (£) | co2 savings | costs | installed cost
current heat loss with 70 mm insulation | 16563
with 100 mm additional insulation | 7727 | 8836 | 314.8439 | 2341.54 | 2930.23 | 4102.322 | 1172.092
with 200 mm additional insulation | 5039 | 11524 | 410.6225 | 3053.86 | 5860.46 | 7032.552
library roof calcs |  | savings | value
current heat loss with 200 mm insulation | 1656
with additional 65 mm insulation | 1275 | 381 | 12.7543 |  | 502.8711 | 704.0196
Green roof savings | kwh
German figure for savings (2 litres of fuel oil per m2) | 22
roof area | 134.4
Savings | 2956.8
Value | 105.3565
CO2 | 783.552
Note on K7: Nick: from http://www.engineeringtoolbox.com/thermal-conductivity-d_429.html
Note on H14: Nick: from http://www.engineeringtoolbox.com/thermal-conductivity-d_429.html
Note on H18: Nick: http://www.foamseal.co.uk/
Note on C32: assume 85%
Note on B70: Nick Banks: quotes from futures green ltd
Note on G97: Nick: assume 40% of materials cost is install cost as per conversation with insulation guy
Note on G98: Nick: assume same installation cost as for 100mm

## Swimming pool
Swimming pool energy consumption
Typical heating per m2 (small swimming pool) | 1336
Assume fossil heating at 75% efficient therefore electricity consumption | 1002
Area of pool plus building | 100
Months used per year (May to August) | 4
Estimate of consumption for heating only per annum (kWh) | 100200
operational 4 months per year therefore consumption... | 33400
percentage of pool heating met by solar dynamic system | #REF!
electricity consumption following installation of solar dynamic system using billing data | #REF!
Estimate of electricity consumption based on benchmark and estimate for swiiming pool | #REF!
electricity consumption following installation of solar dynamic system | #REF!
percentage of electricity delivered by PV array | #REF!
hot water demand including for the pool | #REF!
percentage of hot water met by the sd system assuming no change to operating time of the pool | #REF!
estimate of Pv units consumed on site - assume 80% load factor as per installer quote | #REF!
displaced electricity from solar dynamic system | 33400
total | #REF!
Co2 savings from the renewables | tonnes
Energie system | #REF!
PV array | #REF!
total CO2 savings | #REF!
Note on B4: Nick Banks: see ECG078