## First go (hidden)
| Capacity Rating | Annual Energy Output (estimated) (MWh) | Number needed for total electricity/heat demand in REAA | Number per Cube | Annual estimated output per cube (MWh) | Number of cubes needed for total energy demand | Size of Cube | Installed cost (average £) | Installed cost per cube | Operation Costs | Operation costs per cube per year | Annual FIT/RHI Tariff (£/MWh) | Annual FIT/RHI Income per cube (£) at current rates | Duration of technology (average years) | Estimated potential income per cube per lifetime at current FiT/RHi rates | Estimated cost per unit of energy produced | CO2 savings per year | Positive implications | Negative implications
Wind small | 15kW | 37 | 2113.9546 | 100 | 3700 | 21.1395 | S | 60000 | 6000000 | Annual servicing is £200-500 per year. Inverter may need to be replaced at some point, which is £1000-£2000. | 35000 | 280 | 1036000 | 25 | 25900000
Wind medium | 300kW | 735 | 106.4168 | 10 | 7350 | 10.6417 | M | 500000 | 5000000 | Annual servicing is £200-500 per year. Inverter may need to be replaced at some point, which is £1000-£2000. | 3500 | 197 | 1447950 | 25 | 36198750
Wind large | 2.5MW | 6500 | 12.0333 | 1 | 6500 | 12.0333 | L | 2m-3m | 2m-3m | £8-25/kW/year depending on location, service needed, land rental and so on. |  | 47 | 305500 | 25 | 7637500
Micro hydro medium | 50kW | 219 | 357.1521 | 25 | 5475 | 14.2861 | M | 500000 | 12500000 | Low | Low | 187 | 1023825 | 40-50 | 40953000
Anaerobic Digestion | 1MW | 7000 | 11.1738 | 1 | 7000 | 11.1738 | L | 3m-4m | 3m-4m | £7,000– £10,000 per year for an on-farm project, or up to £100,000+ per year for a larger project, incorporating the extra labour costs needed. This includes the transport of slurry to the digester, and the collection of digestate at the end of the process. | £7,000– £10,000 per year for an on-farm project, or up to £100,000+ per year for a larger project, incorporating the extra labour costs needed. This includes the transport of slurry to the digester, and the collection of digestate at the end of the process. | 94 | 658000 | 30 | £800,000 to one million pounds if heat is gainfully employed |  | 1000kg per system
Solar PV domestic | 2kW | 1.7 | 46009.6 | 500 | 850 | Limit at 9 both PV and thermal | S | 8000 | 4000000 | Low maintenance, but inverter will need replacing at some point which will cost around £1000. | 25000 | 378 | 321300 | 25 | 8032500
Solar thermal domestic | 5m2 evacuated tubes | 2.5 | 115068.24 | 500 | 1250 | Limit at 9 both PV and thermal | S | 5000 | 2500000 | Low maintenance costs, £7-10 per year needed for the electricity pump (unless attached to solar PV panels). | 3750 | 85 | 106250 | 25 | 2656250
Biomass domestic (automatically fed, pellet) | 20kW | 20 | 14383.53 | 1000 | 20000 | 14.3835 | S | 11500 | 11500000 | Fuel - Woodchip is a very localised market but is currently between £70 and £100 a tonne in most areas. For the convenience of pellets you pay extra – around £180-£230 per tonne, but it’s better fuel so you will need fewer tonnes. Electricity will be needed for motors, fans, augers and pumps, which can be costly. Other work includes supervising regular fuel deliveries, performing regular maintenance checks and disposing of ash. Maintenance checks and ash disposal can be undertaken by trained on-site personnel but servicing is normally carried out under contract with the equipment supplier. For small scale biomass heating, disposal of ash will normally be needed once or twice a fortnight during peak heating periods. | High | 79 | 1580000 | 20 | 31600000 |  | Up to 9.5 tonnes (per system)when a wood boiler replaces a solid coal fired or storage heating system. Can be carbon neutral, but only if sustainably sourced.
Biomass community (small primary school / village hall) | 200kW | 100 | 2876.706 | 100 | 10000 | Limit at 1 | M | 200000 | 20000000 | Fuel - Woodchip is a very localised market but is currently between £70 and £100 a tonne in most areas. For the convenience of pellets you pay extra – around £180-£230 per tonne, but it’s better fuel so you will need fewer tonnes. Electricity will be needed for motors, fans, augers and pumps, which can be costly. Other work includes supervising regular fuel deliveries, performing regular maintenance checks and disposing of ash. Maintenance checks and ash disposal can be undertaken by trained on-site personnel but servicing is normally carried out under contract with the equipment supplier. For small scale biomass heating, disposal of ash will normally be needed once or twice a fortnight during peak heating periods. | High | 49 | 490000 | 20 | 9800000
Biomass district heating (150 homes) | 1.5MW | 3000 | 95.8902 | 5 | 15000 | 19.178 | L |  |  |  |  | N/A | N/A | 20 | N/A
Energy saving
REAA energy needs (MWh)
Households | 18802 |  | CO2 emissions | Assume electricity and gas, offset the number of MWh on the cube - can use plan local exercise |  |  |  |  | CUBE DIMENSIONS:
Average Electricity Demand | 4.16 |  | 3490500 | [5 empty] | Side 1 | Technology + Number + Annual Energy output in MWH, e.g. 100 small wind turbines = 3700MWh electricity
Average Heat Demand | 15.3 |  | gas vs oil & electricity for heating | [5 empty] | Side 2 | Installation and yearly operation costs
Electricity Demand | 78216.32 | [7 empty] | Side 3 | Annual income, lifespan and payback time
Heat Demand | 287670.6 | [7 empty] | Side 4 | Positive
Total | 365886.92 | [7 empty] | Side 5 | Negative
[9 empty] | What's missing? | Carbon savings
[8 empty] | Biomass | Scale of income | e.g. Rhi/ESCO ~35000
[9 empty] | Where does it go? | Community pot
[9 empty] | Are bills reduced? | Yes
Numbers on costs and maintenance left disaggregated
Make a list of assumptions that are made
Note on Q1: Advice3: None of these include the export tarriff, so potentially more?
Note on M2: Madeline Gunn: Assuming 5% need to replace an inverter per year
Note on M3: Madeline Gunn: Assuming 5% need to replace an inverter per year
Note on F6: Madeline Gunn: + WASTE HEAT!
Note on G7: Madeline Gunn: Max 9 - 25% roofs S facing and 25% roofs SW facing = 50% of all houses, 9000. Rule: only 9 cubes for solar PV and thermal total
Note on M7: Madeline Gunn: Assuming 5% of the 500 systems have to replace the inverter each year - is this reasonable?
Note on N8: Madeline Gunn: Household RHI starts Oct 2012, until March RHPP of £300 per installation available
Note on N9: Madeline Gunn: Household RHI starts Oct 2012, until March RHPP of £950 per installation available
Note on G10: Madeline Gunn: Limit number as only certain number of community buildings?
Note on N10: Madeline Gunn: Due to start October 2011 for non-domestic
Note on F11: Madeline Gunn: What about CHP - how can this be represented?

## Energy transition exercise
| Number of Cards | Number of installations
Technologies |  |  |  | MWh supplied/saved |  | Equivalent homes powered/heated | Annual CO2e emissions saved [tonnes] | Cost | Cost / kW | Extra information
|  |  |  | Electricity | Heat
Onshore wind - small (500 kW / hub height: 40m / rotor diameter: 35m) | 0 | 0 |  | 0 | N/A | #DIV/0! | 0 | 0 | 2000 | Total cost
Onshore wind - medium (1 MW / hub height: 70m / rotor diameter: 55m) | 0 | 0 |  | 0 | N/A | #DIV/0! | 0 | 0 | 1250 | #DIV/0!
Onshore wind - large (2.5 MW / hub height: 100m / rotor diameter: 80m) | 0 | 0 |  | 0 | N/A | #DIV/0! | 0 | 0 | 1000
Hydro (200 kW) | 0 | 0 |  | 0 | N/A | #DIV/0! | 0 | 0 | 4000 | Total equivalent homes powered | #DIV/0!
Hydro - micro (25 kW) | 0 | 0 |  | 0 | N/A | #DIV/0! | 0 | 0 | 6800 | Total homes in community area | 0
Solar PV - domestic (4 kW) (1 card represents 5% of homes) | 0 | 0 | 0% | 0 | N/A | #DIV/0! | 0 | 0 | 1300
Solar farm (2.5 MW / 12 acres) | 0 | 0 |  | 0 | N/A | #DIV/0! | 0 | 0 | 500 | After the 'Energy transition exercise'
Anaerobic digestion (500 kW / 250 acres) | 0 | 0 |  | 0 | N/A | #DIV/0! | 0 | 0 | 5200
CHP - Anaerobic digestion (100 homes district heating) | 0 | 0 |  | #DIV/0! | #DIV/0! | #DIV/0! | #DIV/0! | #DIV/0! | 6000 | Annual local electricity supply [MWh]
CHP - Geothermal, mine water (100 homes district heating) | 0 | 0 |  | #DIV/0! | #DIV/0! | #DIV/0! | #DIV/0! | #DIV/0! | 7100 | #DIV/0!
Water source heat pump (100 homes district heating) | 0 | 0 |  | N/A | #DIV/0! | #DIV/0! | #DIV/0! | 0 | 1500 | Annual local electricity consumption [MWh]
Solar thermal - domestic (1 card represents 5% of homes) | 0 | 0 | 0% | N/A | 0 | #DIV/0! | 0 | 0 | 1333.3333 | #DIV/0!
Air source heat pump - domestic (1 card represents 5% of homes) | 0 | 0 | 0% | N/A | #DIV/0! | #DIV/0! | #DIV/0! | 0 | 1200 | Annual local heat supply [MWh]
Ground source heat pump - domestic (1 card represents 5% of homes) | 0 | 0 | 0% | N/A | #DIV/0! | #DIV/0! | #DIV/0! | 0 | 2500 | #DIV/0!
[9 empty] | N/A | Annual local heat consumption [MWh]
[9 empty] | N/A | 0
N/A
[9 empty] | N/A | Smart Export Guarantee (SEG) tariff [p/kWh]
[9 empty] | N/A | 5
[9 empty] | N/A | Potential annual SEG earnings
[9 empty] | N/A | #DIV/0!
Electric car uptake | 0 | 0 | 0% | N/A | N/A | N/A | 0 | N/A | N/A | Community battery storage for domestic solar PV
Reduction in car use (behaviour change) | 0 | N/A | 0% | N/A | N/A | N/A | 0 | N/A | N/A | Energy capacity [kWh] | #DIV/0!
Electric bikes | 0 | 0 |  | N/A | N/A | N/A | 0 | 0 | N/A | Cost | #DIV/0!
Note on T7: Sam Homan: This number may be higher than the total homes in community area because non-domestic buidings are also included in the community's total electricity and heat consumption
Note on S26: Sam Homan: Go to "PV & battery" tab for more details on this
Note on T27: Sam Homan: Calculated in the "PV & battery" tab. This energy capacity ensures that no domestic solar PV generation is wasted in July.
Note on T28: Sam Homan: £450/kWh. Lower estimate for lithium-ion and a 30kW PV system with a 40kWh battery https://www.spiritenergy.co.uk/kb-battery-storage-for-solar-residential-economics

## Chart creation
Electricity [MWh]
Seasonal performance factor (SPF)
| Local | From electricity grid | Baseline | Electric cars and bikes | Heat pumps | Total | Air source heat pump (ASHP) | 2.6
Consumption |  |  | 0 | 0 | #DIV/0! | #DIV/0! | Ground source heat pump (GSHP) | 2.9
Supply | #DIV/0! | #DIV/0! |  |  |  | #DIV/0! | Water source heat pump (WSHP) | 3.5
Heat [MWh]
| Local | From gas grid | After retrofit measures | Energy saving |  | Baseline
Consumption |  |  | 0 | 0 |  | 0
Supply | #DIV/0! | #DIV/0!
CO2e [tonnes]
| Before measures | After measures
Electricity | 0 | #DIV/0! | #DIV/0!
Heat | 0 | #DIV/0! | #DIV/0!
Transport | 0 | 0 | 0
#DIV/0!
Note on K2: Sam Homan: The SPF of a heat pump is the ratio of annual heat generated to the annual electricity consumed for the operation of the heat pump. The sources below informed the SPF values for each heat pump type. https://www.gshp.org.uk/pdf/DECC_ND_RHI_HP_Monitoring_Interim_Report.pdf https://assets.publishing.service.gov.uk/government/uploads/system/uploads/attachment_data/file/606829/DECC_RHPP_160428_On_performance_variations_v20.pdf
Note on D4: Sam Homan: The annual electricity consumption of the community (sum of domestic and non-domestic electricity consumption) before the 'Energy transition exercise'
Note on E4: Sam Homan: The extra annual electricity consumption from charging electric cars and bikes
Note on F4: Sam Homan: The extra annual electricity consumption from operating heat pumps
Note on G4: Sam Homan: The annual electricity consumption of the community after the 'Energy transition exercise'
Note on B5: Sam Homan: The sum of the electricity supplied from the technologies chosen in the 'Energy transition exercise'
Note on C5: Sam Homan: The amount of extra electricity required from the grid to make sure the community's annual consumption is met if the local generation does not meet it
Note on D11: Sam Homan: The heat consumption before the 'Energy transition exercise' minus the heat energy savings from the building retrofits
Note on E11: Sam Homan: The total retrofit heat energy savings based on the measures chosen in the 'Energy transition exercise'
Note on G11: Sam Homan: The annual heat consumption of the community (domestic + non-domestic) before the 'Energy transition exercise'
Note on B12: Sam Homan: The sum of the heat supplied from the technologies chosen in the 'Energy transition exercise'
Note on C12: Sam Homan: The amount of extra heat required from the grid to make sure the community's annual consumption is met if the local heat supply does not meet it
Note on B18: Sam Homan: The annual electricity consumption of the community before the 'Energy transition exercise' multiplied by the carbon intensity of the grid (CO2e/kWh)
Note on C18: Sam Homan: The electricity supplied by the grid multiplied by the carbon intensity of the grid. The local electricity generation chosen in the 'Energy transition exercise' all produce electricity with no net CO2 emissions.
Note on B19: Sam Homan: The annual heat consumption of the community divided by the efficiency of a gas boiler multiplied by the g CO2e/kWh of gas. The assumption is that gas is used for the supply of all of the heat consumption. Of course, in reality, some of the heat will be supplied by other fuels e.g. electricity, solid fuels, etc
Note on C19: Sam Homan: The heat supplied by the grid divided by the efficiency of a gas boiler multiplied by the g CO2e/kWh of gas. The CO2 emissions from local heat supply are assumed to be zero or have been shifted to electricity CO2 emissions e.g. heat pumps
Note on B20: Sam Homan: The CO2 emissions directly from cars driven by people in the community (calculated in 'Transport')
Note on C20: Sam Homan: The CO2 emissions directly from cars after the 'Energy transition exercise' (calculated in 'Transport'). The emissions from the electricity used to charge electric cars and bikes is taken into account in the 'electricity' category.

## Electricity & Heat
Technology | Capacity rating [kW] | Capacity factor (or load factor) | Annual electricity supplied [MWh] | Annual heat supplied [MWh] | % of homes that each card represents | Installations per card | Capacity per card [kW] | Annual electricity supplied per card [MWh] | Annual heat supplied per card [MWh] | Number of cards needed for total electricity consumption | Number of cards needed for total heat consumption | Max number of cards to be used | Installation cost [£/kW] | Installation cost | Lifetime | Annual CO2 emissions saved per installation [tonnes] | Equivalent homes powered/heated per installation | Annual fuel savings (domestic) per installation
Onshore wind - small (500 kW / hub height: 40m / rotor diameter: 35m) | 500 | 0.266 | 1165.08 | N/A | N/A | 1 | 500 | 1165.08 | N/A | 0 | N/A | 0 | 2000 | 800000 | 25 | 246.997 | #DIV/0! |  | Onshore wind - small (500 kW / hub height: 40m / rotor diameter: 35m)
Onshore wind - medium (1 MW / hub height: 70m / rotor diameter: 55m) | 1000 | 0.266 | 2330.16 | N/A | N/A | 1 | 1000 | 2330.16 | N/A | 0 | N/A | 0 | 1250 | 1250000 | 25 | 493.9939 | #DIV/0! |  | Onshore wind - medium (1 MW / hub height: 70m / rotor diameter: 55m)
Onshore wind - large (2.5 MW / hub height: 100m / rotor diameter: 80m) | 2500 | 0.266 | 5825.4 | N/A | N/A | 1 | 2500 | 5825.4 | N/A | 0 | N/A | 0 | 1000 | 2500000 | 25 | 1234.9848 | #DIV/0! |  | Onshore wind - large (2.5 MW / hub height: 100m / rotor diameter: 80m)
Hydro (200 kW) | 200 | 0.38 | 665.76 | N/A | N/A | 1 | 200 | 665.76 | N/A | 0 | N/A | 0 | 4000 | 800000 | 40 | 141.1411 | #DIV/0! |  | Hydro (200 kW)
Hydro - micro (25 kW) | 25 | 0.38 | 83.22 | N/A | N/A | 1 | 25 | 83.22 | N/A | 0 | N/A | 0 | 6800 | 170000 | 40 | 17.6426 | #DIV/0! |  | Hydro - micro (25 kW)
Solar PV - domestic (4 kW) (1 card represents 5% of homes) | 4 | 0.11 | 3.8544 | N/A | 5% | 0 | 0 | 0 | N/A | #DIV/0! | N/A | 0 | 1300 | 5200 | 30 | 0.81713 | #DIV/0! |  | Solar PV - domestic (4 kW) (1 card represents 5% of homes)
Solar farm (2.5 MW / 12 acres) | 2500 | 0.11 | 2409 | N/A | N/A | 1 | 2500 | 2409 | N/A | 0 | N/A | 0 | 500 | 1250000 | 35 | 510.708 | #DIV/0! |  | Solar farm (2.5 MW / 12 acres)
Anaerobic digestion (500 kW / 250 acres) | 500 | 0.602 | 2636.76 | N/A | N/A | 1 | 500 | 2636.76 | N/A | 0 | N/A | 0 | 5200 | 2600000 | 20 | 558.9931 | #DIV/0! |  | Anaerobic digestion (500 kW / 250 acres)
CHP - Anaerobic digestion (100 homes district heating) | #DIV/0! | 0.602 | #DIV/0! | #DIV/0! | N/A | 1 | #DIV/0! | #DIV/0! | #DIV/0! | #DIV/0! | #DIV/0! | 0 | 6000 | #DIV/0! | 20 | #DIV/0! | #DIV/0! |  | CHP - Anaerobic digestion (100 homes district heating)
CHP - Geothermal, mine water (100 homes district heating) | #DIV/0! | 0.7 | #DIV/0! | #DIV/0! | N/A | 1 | #DIV/0! | #DIV/0! | #DIV/0! | #DIV/0! | #DIV/0! | 0 | 7100 | #DIV/0! | 25 | #DIV/0! | #DIV/0! |  | CHP - Geothermal, mine water (100 homes district heating)
Water source heat pump (100 homes district heating) | 400 | #DIV/0! | N/A | #DIV/0! | N/A | 1 | 400 | N/A | #DIV/0! | N/A | #DIV/0! | 0 | 1500 | 600000 | 20 | #DIV/0! | #DIV/0! |  | Water source heat pump (100 homes district heating)
Solar thermal - domestic (1 card represents 5% of homes) | 3 | 0.057039 | N/A | 1.5 | 5% | 0 | 0 | N/A | 0 | N/A | #DIV/0! | 0 | 1333.3333 | 4000 | 20 | 0.32294 | #DIV/0! | 60 | Solar thermal - domestic (1 card represents 5% of homes)
Air source heat pump - domestic (1 card represents 5% of homes) | 7.5 | #DIV/0! | N/A | #DIV/0! | 5% | 0 | 0 | N/A | #DIV/0! | N/A | #DIV/0! | 0 | 1200 | 9000 | 20 | #DIV/0! | #DIV/0! | #DIV/0! | Air source heat pump - domestic (1 card represents 5% of homes)
Ground source heat pump - domestic (1 card represents 5% of homes) | 6 | #DIV/0! | N/A | #DIV/0! | 5% | 0 | 0 | N/A | #DIV/0! | N/A | #DIV/0! | 0 | 2500 | 15000 | 20 | #DIV/0! | #DIV/0! | #DIV/0! | Ground source heat pump - domestic (1 card represents 5% of homes)
Entire local authority area | Aberdeen City |  |  | Cost [p/kWh]
Population | 228670 |  | Domestic
Number of domestic electricity meters | 126534 |  | Electricity | 17.4
Number of non-domestic electricity meters | 8761 |  | Gas | 3.4
Average annual domestic electricity consumption per building [kWh] | 2947.3727
Average annual non-domestic electricity consumption per building [kWh] | 79922.2269 |  |  | CO2e emissions [g/kWh]
Average annual domestic gas consumption per building connected [kWh] | 13526.6178 |  | Electricity | 212
Percentage of households not connected to gas network | 5.936% |  | Gas | 183
Average annual non-domestic gas consumption per building connected [kWh] | 175667.6558 |  | Coal (domestic) | 345
|  |  | Burning oil (domestic) | 247
Community area
Population | 0
DOMESTIC |  |  | Average efficiency of gas boiler | 0.85
Number of domestic buildings | 0
Annual electricity consumption [MWh] | 0
Annual heat consumption [MWh] | 0
Average annual electricity consumption per building [MWh] | #DIV/0!
Average annual heat consumption per building [MWh] | #DIV/0!
NON-DOMESTIC
Number of non-domestic buildings | 0
Annual electricity consumption [MWh] | 0
Annual heat consumption [MWh] | 0
Average annual electricity consumption per building [MWh] | #DIV/0!
Average annual heat consumption per building [MWh] | #DIV/0!
GB average annual gas consumption per domestic building connected [kWh] | 13945
GB average annual heat consumption per domestic building [kWh] | 11853.25
Note on K1: Sam Homan: Use this column to help you work out what the max card limit should be
Note on L1: Sam Homan: Use this column to help you work out what the max card limit should be
Note on M1: Sam Homan: Change these values depending on the community. For example, if there are no bodies of water in the community area then set the hydro and WSHP values to zero.
Note on B2: Sam Homan: For hub height and rotor diameter https://www.renewablesfirst.co.uk/windpower/wind-turbines/norvento-ned100-100-kw-wind-turbine/
Note on C2: Sam Homan: Load factors for renewable electricity generation-DUKES_6.5. The value here is the average of the 2015-2019 values for the particular technology. There is no distinction between wind turbine sizes in DUKES_6.5 https://www.gov.uk/government/statistics/renewable-sources-of-energy-chapter-6-digest-of-united-kingdom-energy-statistics-dukes
Note on D2: Sam Homan: Capacity rating multiplied by hours in a year multiplied by capacity factor (or load factor). Same for all the electricity only technologies (blue)
Note on O2: Sam Homan: https://www.renewablesfirst.co.uk/windpower/windpower-learning-centre/how-much-does-a-wind-turbine-cost/
Note on P2: Sam Homan: BEIS electricity generation costs 2020 https://www.gov.uk/government/publications/beis-electricity-generation-costs-2020 Same source for all the technologies that produce electricity (including CHP)
Note on B3: Sam Homan: For hub height and rotor diameter https://www.renewablesfirst.co.uk/windpower/wind-turbines/enercon-e48-800-kw-wind-turbine/
Note on C3: Sam Homan: Load factors for renewable electricity generation-DUKES_6.5. The value here is the average of the 2015-2019 values for the particular technology. There is no distinction between wind turbine sizes in DUKES_6.5 https://www.gov.uk/government/statistics/renewable-sources-of-energy-chapter-6-digest-of-united-kingdom-energy-statistics-dukes
Note on O3: Sam Homan: EWT DW61 https://www.renewablesfirst.co.uk/windpower/windpower-learning-centre/how-much-does-a-wind-turbine-cost/
Note on B4: Sam Homan: For hub height and rotor diameter https://www.renewablesfirst.co.uk/windpower/wind-turbines/enercon-e82-e5-2350-kw-wind-turbine/ https://www.renewablesfirst.co.uk/windpower/wind-turbines/enercon-e82-e2-2300-kw-wind-turbine/
Note on C4: Sam Homan: Load factors for renewable electricity generation-DUKES_6.5. The value here is the average of the 2015-2019 values for the particular technology. There is no distinction between wind turbine sizes in DUKES_6.5 https://www.gov.uk/government/statistics/renewable-sources-of-energy-chapter-6-digest-of-united-kingdom-energy-statistics-dukes
Note on N4: Sam Homan: BEIS electricity generation costs 2020 https://www.gov.uk/government/publications/beis-electricity-generation-costs-2020
Note on B5: Sam Homan: https://www.renewablesfirst.co.uk/hydropower/hydropower-learning-centre/what-is-the-difference-between-micro-mini-and-small-hydro/ https://www.british-hydro.org/micro-hydro/
Note on C5: Sam Homan: Load factors for renewable electricity generation-DUKES_6.5. The value here is the average of the 2015-2019 values for the particular technology. There is no distinction between mini and micro hydro in DUKES_6.5 https://www.gov.uk/government/statistics/renewable-sources-of-energy-chapter-6-digest-of-united-kingdom-energy-statistics-dukes
Note on N5: Sam Homan: https://www.renewablesfirst.co.uk/hydropower/hydropower-learning-centre/how-much-do-hydropower-systems-cost-to-build/
Note on B6: Sam Homan: https://www.renewablesfirst.co.uk/hydropower/hydropower-learning-centre/what-is-the-difference-between-micro-mini-and-small-hydro/ https://www.british-hydro.org/micro-hydro/
Note on C6: Sam Homan: Load factors for renewable electricity generation-DUKES_6.5. The value here is the average of the 2015-2019 values for the particular technology. There is no distinction between mini and micro hydro in DUKES_6.5 https://www.gov.uk/government/statistics/renewable-sources-of-energy-chapter-6-digest-of-united-kingdom-energy-statistics-dukes
Note on N6: Sam Homan: https://www.renewablesfirst.co.uk/hydropower/hydropower-learning-centre/how-much-do-hydropower-systems-cost-to-build/
Note on B7: Sam Homan: https://energysavingtrust.org.uk/advice/solar-panels/ https://www.greenmatch.co.uk/solar-energy/solar-panels
Note on C7: Sam Homan: Load factors for renewable electricity generation-DUKES_6.5. The value here is the average of the 2015-2019 values for the particular technology. There is no distinction between domestic solar PV and ground mounted PV in DUKES_6.5 https://www.gov.uk/government/statistics/renewable-sources-of-energy-chapter-6-digest-of-united-kingdom-energy-statistics-dukes
Note on N7: Sam Homan: BEIS electricity generation costs 2020 https://www.gov.uk/government/publications/beis-electricity-generation-costs-2020
Note on B8: Sam Homan: 5 acres required per MW https://www.greenmatch.co.uk/blog/2015/01/solar-farms-in-the-uk
Note on C8: Sam Homan: Load factors for renewable electricity generation-DUKES_6.5. The value here is the average of the 2015-2019 values for the particular technology. There is no distinction between domestic solar PV and ground mounted PV in DUKES_6.5 https://www.gov.uk/government/statistics/renewable-sources-of-energy-chapter-6-digest-of-united-kingdom-energy-statistics-dukes
Note on N8: Sam Homan: BEIS electricity generation costs 2020 https://www.gov.uk/government/publications/beis-electricity-generation-costs-2020
Note on B9: Sam Homan: Rough estimate: 100 hectares for a 500 kW plant. Input: slurry, manure, and maize silage. Top of page 4 https://www.nfuonline.com/ad_nfubriefing6/
Note on C9: Sam Homan: Load factors for renewable electricity generation-DUKES_6.5. The value here is the average of the 2015-2019 values for the particular technology. https://www.gov.uk/government/statistics/renewable-sources-of-energy-chapter-6-digest-of-united-kingdom-energy-statistics-dukes
Note on N9: Sam Homan: BEIS electricity generation costs 2020 https://www.gov.uk/government/publications/beis-electricity-generation-costs-2020
Note on B10: Sam Homan: This is kWe. Calculated based on the annual electricity supplied and the capacity factor.
Note on C10: Sam Homan: Assumed that the anaerobic CHP plant would have the same capacity factor as an anaerobic plant producing only electricity
Note on D10: Sam Homan: The CHP plant produces the same amount of heat as electricity (estimate based on examples) https://www.biogas-info.co.uk/about/biogas/
Note on E10: Sam Homan: This amount of heat will heat roughly 100 homes (see B35)
Note on N10: Sam Homan: This is only the cost of the CHP plant. District heat network costs ignored! *kWe* BEIS electricity generation costs 2020 https://www.gov.uk/government/publications/beis-electricity-generation-costs-2020
Note on B11: Sam Homan: This is kWe. Calculated based on the annual electricity supplied and the capacity factor. Below is a link to a district heat network supplied in part by geothermal energy in operation in Southampton. www.engie.co.uk/energy/district-energy/southampton/
Note on C11: Sam Homan: https://www.realclearenergy.org/charticles/2014/09/17/geothermal_leads_in_capacity_factor_for_renewables_108020.html
Note on D11: Sam Homan: The CHP plant produces the same amount of heat as electricity (estimate based on examples)
Note on E11: Sam Homan: This amount of heat will heat roughly 100 homes (see B35)
Note on N11: Sam Homan: This is only the cost of the CHP plant. District heat network costs ignored! *kWe* BEIS electricity generation costs 2020 https://www.gov.uk/government/publications/beis-electricity-generation-costs-2020
Note on B12: Sam Homan: Estimate based on scaling up a domestic heat pump and also using some examples in the links below: https://www.gshp.org.uk/pdf/Large_Heat_Pumps_in_Europe.pdf https://www.gshp.org.uk/CP2/Wincott.pdf
Note on E12: Sam Homan: This amount of heat will heat roughly 100 homes (see B35)
Note on N12: Sam Homan: This is only the cost of the heat pump. District heat network costs ignored! Estimated based on link below (table 11). https://www.gshp.org.uk/pdf/DECC_Heat_Pumps_in_District_Heating.pdf
Note on P12: Sam Homan: Assumed to be the same as the other varieties of heat pump
Note on B13: Sam Homan: The sizing used in the academic paper linked below. In the paper, this sizing provided half the water heating requirements of a house in a year. https://www.sciencedirect.com/science/article/pii/S0960148113004576#tbl1
Note on E13: Sam Homan: https://www.sciencedirect.com/science/article/pii/S0960148113004576#tbl1 3MWh is used (on average) for hot water so this is half the annual amount
Note on O13: Sam Homan: https://energysavingtrust.org.uk/advice/solar-water-heating/
Note on P13: Sam Homan: https://www.renewableenergyhub.co.uk/main/solar-thermal-information/solar-thermal-system-lifespan-maintenance-and-warranties/
Note on S13: Sam Homan: Assuming that the consumer saves on gas consumption
Note on B14: Sam Homan: https://www.boilerguide.co.uk/articles/size-heat-pump-need https://www.imsheatpumps.co.uk/blog/what-size-heat-pump-do-i-need-for-my-house/
Note on E14: Sam Homan: Average annual heat consumption per domestic building. The assumption is that each house installed with a heat pump has all its heat consumption supplied by the heat pump alone.
Note on N14: Sam Homan: Based on these sources https://www.edfenergy.com/heating/advice/air-source-heat-pump-guide https://energysavingtrust.org.uk/advice/air-source-heat-pumps/ https://www.greenmatch.co.uk/heat-pump/air-source-heat-pump https://assets.publishing.service.gov.uk/government/uploads/system/uploads/attachment_data/file/913508/cost-of-installing-heating-measures-in-domestic-properties.pdf
Note on P14: Sam Homan: https://www.sciencedirect.com/science/article/pii/S1876610218304958
Note on S14: Sam Homan: Assuming that the consumer saves on gas consumption but has to pay for electricity consumption for the heat pump
Note on B15: Sam Homan: GSHP can be sized slightly smaller than an ASHP due to slightly higher year-round efficiencies https://www.boilerguide.co.uk/articles/size-heat-pump-need https://www.imsheatpumps.co.uk/blog/what-size-heat-pump-do-i-need-for-my-house/
Note on E15: Sam Homan: Average annual heat consumption per domestic building. The assumption is that each house installed with a heat pump has all its heat consumption supplied by the heat pump alone.
Note on N15: Sam Homan: Based on these sources https://energysavingtrust.org.uk/advice/ground-source-heat-pumps/ https://www.greenmatch.co.uk/blog/2014/04/how-much-does-a-ground-source-heat-pump-cost https://assets.publishing.service.gov.uk/government/uploads/system/uploads/attachment_data/file/913508/cost-of-installing-heating-measures-in-domestic-properties.pdf
Note on P15: Sam Homan: https://www.sciencedirect.com/science/article/pii/S1876610218304958
Note on S15: Sam Homan: Assuming that the consumer saves on gas consumption but has to pay for electricity consumption for the heat pump
Note on B17: Sam Homan: Choose the local authority area that your community lies within. The link below will help you identify your local authority area. https://www.gov.uk/find-local-council
Note on B18: Sam Homan: MYE2: Population estimates: Persons by single year of age and sex for local authorities in the UK, mid-2019 https://www.ons.gov.uk/peoplepopulationandcommunity/populationandmigration/populationestimates/datasets/populationestimatesforukenglandandwalesscotlandandnorthernireland
Note on B19: Sam Homan: Regional and local authority sub-national electricity consumption data. 2019. https://www.gov.uk/government/collections/sub-national-electricity-consumption-data
Note on E19: Sam Homan: Average unit costs and fixed costs for electricity for UK regions (QEP 2.2.4). 2020 standard electricity. Standing charges ignored https://www.gov.uk/government/statistical-data-sets/annual-domestic-energy-price-statistics
Note on B20: Sam Homan: Regional and local authority sub-national electricity consumption data. 2019. https://www.gov.uk/government/collections/sub-national-electricity-consumption-data
Note on E20: Sam Homan: Average unit costs and fixed costs for gas for GB regions (QEP 2.3.4). 2020 gas. Standing charges ignored https://www.gov.uk/government/statistical-data-sets/annual-domestic-energy-price-statistics
Note on B21: Sam Homan: Regional and local authority sub-national electricity consumption data. 2019. Mean domestic consumption. https://www.gov.uk/government/collections/sub-national-electricity-consumption-data
Note on B22: Sam Homan: Regional and local authority sub-national electricity consumption data. 2019. Mean non-domestic consumption. https://www.gov.uk/government/collections/sub-national-electricity-consumption-data
Note on B23: Sam Homan: Regional and local authority sub-national gas consumption data. 2019. Mean domestic consumption. https://www.gov.uk/government/collections/sub-national-gas-consumption-data
Note on E23: Sam Homan: UK Government GHG conversion factors for company reporting 2021. Electricity grid carbon intensity. https://www.gov.uk/government/publications/greenhouse-gas-reporting-conversion-factors-2021
Note on B24: Sam Homan: Sub-national estimates of properties not connected to the gas network. 2019. https://www.gov.uk/government/collections/sub-national-gas-consumption-data
Note on E24: Sam Homan: UK Government GHG conversion factors for company reporting 2021. Natural gas. Gross CV. https://www.gov.uk/government/publications/greenhouse-gas-reporting-conversion-factors-2021
Note on B25: Sam Homan: Regional and local authority sub-national gas consumption data. 2019. Median domestic consumption. Median used because the mean gets skewed to a very high number due to very few extremely large consumers of gas. https://www.gov.uk/government/collections/sub-national-gas-consumption-data
Note on E25: Sam Homan: UK Government GHG conversion factors for company reporting 2021. Coal (domestic). Gross CV. https://www.gov.uk/government/publications/greenhouse-gas-reporting-conversion-factors-2021
Note on E26: Sam Homan: UK Government GHG conversion factors for company reporting 2021. Burning oil. Gross CV. https://www.gov.uk/government/publications/greenhouse-gas-reporting-conversion-factors-2021
Note on E30: Sam Homan: There will be lots of variation between different boilers but 85% is an estimate of the average
Note on B31: Sam Homan: Number of domestic electricity meters multiplied by the ratio of the community population to the local authority population
Note on B32: Sam Homan: Average annual domestic electricity consumption per building multiplied by the estimated number of domestic buildings
Note on B33: Sam Homan: Average annual domestic gas consumption per building connected multiplied by estimated number of domestic buildings multiplied by the average efficiency of a gas boiler. This is the annual heat consumption of all domestic buildings (even including those that are not connected to the gas network). The assumption is that those not connected to the gas network still have the same end-use heat requirements.
Note on B38: Sam Homan: Number of non-domestic electricity meters multiplied by the ratio of the community population to the local authority population
Note on B39: Sam Homan: Average annual non-domestic electricity consumption per building multiplied by the estimated number of non-domestic buildings
Note on B40: Sam Homan: Average annual non-domestic gas consumption per building connected multiplied by estimated number of non-domestic buildings multiplied by the average efficiency of a gas boiler. This is the annual heat consumption of all non-domestic buildings (even including those that are not connected to the gas network). The assumption is that those not connected to the gas network still have the same end-use heat requirements as those that are connected to the gas network.

## Energy saving (hidden)
| Average annual energy saving per home [kWh] | % of homes that each card represents | Number of homes per card | Energy saving per card [MWh] | Max number of cards to be used | Average cost per home | Cost per card | Annual CO2e emissions saved per home [tonnes] | Reduction in annual gas consumption per home [kWh] | Annual fuel savings per home
Old home (pre 1930) - low cost (1 card represents 5% of homes) | 321.3138 | 5% | 0 | 0 | 20 | 200 | 0 | 0.069177 | 378.0162 | 12.8526
20th century home (1930-1990) - low cost (1 card represents 5% of homes) | 126.7375 | 5% | 0 | 0 | 20 | 200 | 0 | 0.027286 | 149.103 | 5.0695
Modern home (post 1990) - low cost (1 card represents 5% of homes) | 134.6243 | 5% | 0 | 0 | 20 | 200 | 0 | 0.028984 | 158.3815 | 5.385
Old home (pre 1930) - high cost (1 card represents 5% of homes) | 10421.9241 | 5% | 0 | 0 | 10 | 12804.8496 | 0 | 2.2438 | 12261.0871 | 416.877
20th century home (1930-1990) - high cost (1 card represents 5% of homes) | 3913.173 | 5% | 0 | 0 | 10 | 7059.164 | 0 | 0.84248 | 4603.733 | 156.5269
Modern home (post 1990) - high cost (1 card represents 5% of homes) | 1581.9929 | 5% | 0 | 0 | 10 | 5743.5598 | 0 | 0.34059 | 1861.1681 | 63.2797
EnerPHit (1 card represents 1% of homes) | #DIV/0! | 1% | 0 | #DIV/0! | 10 | 82800 | 0 | #DIV/0! | #DIV/0! | #DIV/0!
Average annual water heating consumption per domestic building [MWh] | #DIV/0!
Average annual space heating consumption per domestic building [MWh] | #DIV/0!
Average domestic building area [m2] | 92
Average space heating consumption for domestic buildings [kWh/m2] | #DIV/0!
Cost of EnerPHit [per m2] | 900
Space heating consumption in EnerPHit [kWh/m2] | 25
Note on B1: Sam Homan: Calculated in the 'Retrofit measures' sheet
Note on F1: Sam Homan: Change these values based on the community. Some local knowledge of the community's building stock would be useful.
Note on G1: Sam Homan: Calculated based on the costs for different retrofit measures in 'Retrofit measures' sheet
Note on K1: Sam Homan: Based on gas being the fuel for heating
Note on B11: Sam Homan: The assumption: 25% of total heat consumption is for water heating. The source below informed the assumption: https://www.gov.uk/government/statistics/energy-consumption-in-the-uk
Note on B12: Sam Homan: The assumption: 75% of total heat consumption is for space heating. The source below informed the assumption: https://www.gov.uk/government/statistics/energy-consumption-in-the-uk
Note on B14: Sam Homan: 'In 2012, the average floor area of the English housing stock was around 92m²' https://assets.publishing.service.gov.uk/government/uploads/system/uploads/attachment_data/file/725085/Floor_Space_in_English_Homes_main_report.pdf
Note on B16: Sam Homan: The average annual space heating consumption per domestic building divided by the average domestic building area
Note on B18: Sam Homan: This rough estimate comes from the source below. The cost will vary a lot depending on the property. https://www.homebuilding.co.uk/advice/enerphit
Note on B20: Sam Homan: The EnerPHit standard requires that the space heating consumption must be equal to or less than this value https://www.passivhaustrust.org.uk/what_is_passivhaus.php

## Retrofit measures (hidden)
For the three building ages (old, 20th century, modern), the National Household Model checked to see what percentage of the housing stock of that age could and should be retrofitted with the following retrofit measures: draught proofing, loft insulation, triple glazed windows, floor insulation, cavity wall insulation, and external wall insulation. For the low cost scenarios, only draught proofing was considered. For the high cost scenarios, all measures were considered. The energy saving was calculated based on heat consumption before and after and is an average across all buildings types (e.g. semi-detached terrace, flat, detached, etc) of that age. For example, consider the 'old home – high cost' scenario. The 10,422 kWh energy saving is an average saving across lots of different building types built pre-1930. 87% of 'old homes' modelled had loft insulation installed, 100% triple glazing, 44% floor insulation, 40% cavity wall insulation, and 84% external wall insulation.
type | scenario | measure_cost | energy_saving [kWh] | draught_proofing | loft _insulation | triple_glazed_windows | floor_insulation | cavity_wall_insulation | external_wall_insulation
Old home (pre 1930) | low cost | low | 321.3138 | 100%
Middle home (1930-1990) | low cost | low | 126.7375 | 100%
Modern home (post 1990) | low cost | low | 134.6243 | 100%
Old home (pre 1930) | high cost | high | 10421.9241 | 100% | 87.11% | 100% | 44.45% | 39.81% | 84.39%
Middle home (1930-1990) | high cost | high | 3913.173 | 100% | 89.21% | 100% | 30.89% | 41.93% | 13.32%
Modern home (post 1990) | high cost | high | 1581.9929 | 100% | 80.05% | 100% | 9.835% | 19.19% | 0.6151%
Average cost per home
| draught_proofing | 200
| loft _insulation | 400
| triple_glazed_windows | 5000
| floor_insulation | 600
| cavity_wall_insulation | 600
| external_wall_insulation | 8000
Note on C21: Sam Homan: https://energysavingtrust.org.uk/advice/draught-proofing/ Agrees with MJ costs? Yes
Note on C22: Sam Homan: Assumed it was loft insulation at joists, not rafters. Ranges between £200 for a small flat to £1,000 for a large detached house WHAT DOES IT COST TO RETROFIT HOMES? Updating the Cost Assumptions for BEIS’s Energy Efficiency Modelling https://assets.publishing.service.gov.uk/government/uploads/system/uploads/attachment_data/file/656866/BEIS_Update_of_Domestic_Cost_Assumptions_031017.pdf Agrees with MJ costs
Note on C23: Sam Homan: Used a value between a large semi-detached and a small detached house. https://www.theecoexperts.co.uk/windows/triple-glazing https://tradesmencosts.co.uk/triple-glazing/ https://householdquotes.co.uk/how-much-does-triple-glazing-cost/ Agrees with MJ costs? n/a
Note on C24: Sam Homan: Ranges between £500 for a large mid-terrace house to £1000 for a large detached house WHAT DOES IT COST TO RETROFIT HOMES? Updating the Cost Assumptions for BEIS’s Energy Efficiency Modelling https://assets.publishing.service.gov.uk/government/uploads/system/uploads/attachment_data/file/656866/BEIS_Update_of_Domestic_Cost_Assumptions_031017.pdf Agrees with MJ costs? Yes
Note on C25: Sam Homan: Ranges between £300 for a small flat to £1,200 for a large detached house WHAT DOES IT COST TO RETROFIT HOMES? Updating the Cost Assumptions for BEIS’s Energy Efficiency Modelling https://assets.publishing.service.gov.uk/government/uploads/system/uploads/attachment_data/file/656866/BEIS_Update_of_Domestic_Cost_Assumptions_031017.pdf Agrees with MJ costs? Yes
Note on C26: Sam Homan: Ranges between £5000 for a small flat to £20,000 for a large detached house WHAT DOES IT COST TO RETROFIT HOMES? Updating the Cost Assumptions for BEIS’s Energy Efficiency Modelling https://assets.publishing.service.gov.uk/government/uploads/system/uploads/attachment_data/file/656866/BEIS_Update_of_Domestic_Cost_Assumptions_031017.pdf Agrees with MJ costs? Yes

## Transport (hidden)
Number of cars per domestic building | 1.2
Number of cars in community | 0 |  |  | CO2e emissions [g/mile] | Efficiency [kWh/mile] | Cost per vehicle | Miles travelled per day
Annual car mileage per car | 7400 |  | Petrol car | 302 | N/A | N/A | N/A
Total annual car mileage | 0 |  | Diesel car | 265 | N/A | N/A | N/A
% petrol miles | 40% |  | Electric car | 53 | 0.25 | N/A | N/A
% diesel miles | 60% |  | Electric bike | 2.12 | 0.01 | 1000 | 10
CO2e emissions (before) [tonnes] | 0
1 card represents
Electric car uptake | 5% | of cars in the community are electric powered
Reduction in car use (behaviour change) | 5% | reduction in annual mileage per car
Electric bikes | 50 | Electric bikes for community use
Electric bike community projects
| Max number of cards to be used |  |  | https://www.applecrosscommunitycompany.org/company-projects/e-bikes-project/
Electric car uptake | 10 |  |  | https://energysavingtrust.org.uk/grants-and-loans/ebike-loan/
Reduction in car use (behaviour change) | 10 |  |  | https://www.transport.gov.scot/news/e-bike-revolution-continues-across-scotland/
Electric bikes | 10
Measures chosen in the "Energy transition exercise"
Electric car uptake | 0%
Reduction in car use (behaviour change) | 0%
Electric bikes | 0
Excluding electricity emissions (chart creation) | After measures
Annual car mileage after "behaviour change" | 0
Annual mileage of electric bikes | 0
Annual car mileage after "behaviour change" and "electric bikes" | 0
Mileage covered by electric cars | 0
Mileage covered by petrol cars | 0
Mileage covered by diesel cars | 0
Electricity consumption of electric bikes [MWh] | 0
Electricity consumption of electric cars [MWh] | 0
Transport CO2e emissions (after) [tonnes] | 0
Transport CO2e emissions % reduction | #DIV/0!
Including electricity emissions
CO2e saved from "behaviour change" | 0
CO2e saved from switching to electric cars | 0
CO2e saved from switching to electric bikes | 0
CO2e emissions (before) [tonnes] | 0
CO2e emissions (after) [tonnes] | 0
CO2e emissions % reduction | #DIV/0!
Note on C2: Sam Homan: Same as the UK average for number of cars per household https://www.nimblefins.co.uk/cheap-car-insurance/number-cars-great-britain
Note on C3: Sam Homan: Number of cars per domestic building multiplied by the number of domestic buildings
Note on C4: Sam Homan: National Travel Survey. Table NTS0901. 2019 total mileage. https://www.gov.uk/government/statistical-data-sets/nts09-vehicle-mileage-and-occupancy
Note on H4: Sam Homan: UK Government GHG conversion factors for company reporting 2021. Medium car. https://www.gov.uk/government/publications/greenhouse-gas-reporting-conversion-factors-2021
Note on C5: Sam Homan: Number of cars in community multiplied by annual car mileage per car
Note on H5: Sam Homan: UK Government GHG conversion factors for company reporting 2021. Medium car. https://www.gov.uk/government/publications/greenhouse-gas-reporting-conversion-factors-2021
Note on C6: Sam Homan: National Travel Survey. Table NTS0901. 2019. Divide petrol mileage by the sum of petrol and diesel. https://www.gov.uk/government/statistical-data-sets/nts09-vehicle-mileage-and-occupancy
Note on H6: Sam Homan: Future grid carbon intensity multiplied by BEV efficiency (kWh/mile)
Note on I6: Sam Homan: Rough average of efficiencies seen in this database https://ev-database.uk/
Note on C7: Sam Homan: 1 - percentage of petrol cars
Note on H7: Sam Homan: Future grid carbon intensity multiplied by eBike efficiency (kWh/mile)
Note on I7: Sam Homan: https://www.e-bikesdirect.co.uk/electric-bikes/bikes-under-%C2%A31000/ I used the above link to go through a few examples of eBikes around the £1000 mark. 36V/10Ah battery is common. This is a 360Wh battery (roughly). The range on this type of battery seems to be between 35 and 50 miles. This gives an efficiency around 0.01 kWh/mile.
Note on J7: Sam Homan: A rough estimate after a browse of this retailer. The value could perhaps be lower if bought in bulk. https://www.e-bikesdirect.co.uk/electric-bikes/bikes-under-%C2%A31000/
Note on K7: Sam Homan: This is just a guess and could be adjusted based on the community.
Note on C8: Sam Homan: Multiply petrol miles by CO2e g/mile for petrol. Same for diesel. Add together.
Note on C21: Sam Homan: Number of cards chosen in 'Energy transition exercise' multiplied by the percentage that 1 card represents
Note on C22: Sam Homan: Number of cards chosen in 'Energy transition exercise' multiplied by the percentage that 1 card represents
Note on C23: Sam Homan: Number of cards chosen in 'Energy transition exercise' multiplied by the percentage that 1 card represents
Note on C27: Sam Homan: Reduces the total annual car mileage based on the behaviour change
Note on C28: Sam Homan: Number of electric bikes multiplied by miles travelled per day multiplied by 365.25
Note on C29: Sam Homan: Reduces the total annual car mileage after 'behaviour change' by the amount of miles covered by electric bikes
Note on C30: Sam Homan: Electric car uptake multiplied by annual car mileage after 'behaviour change' and 'electric bikes'
Note on C31: Sam Homan: Covers the remaining petrol % of miles. Assumes the petrol/diesel ratio stays the same as before.
Note on C32: Sam Homan: Covers the remaining % of miles. Assumes the petrol/diesel ratio stays the same as before.
Note on C33: Sam Homan: Electric bike efficiency (kWh/mile) multiplied by mileage of electric bikes
Note on C34: Sam Homan: Electric car efficiency (kWh/mile) multiplied by mileage of electric cars
Note on C35: Sam Homan: Multiplies the different types of mileages (after the measures) by their respective g/mile CO2e emissions and sums them
Note on C36: Sam Homan: Percentage change between transport CO2e emissions (before measures) and transport CO2e emissions (after measures). This is CO2e emissions at the vehicle exhaust and does not include the emissions from the electricty required to charge electric bikes and electric cars. Electricity is included below.

## PV & battery
JULY
Hour | National solar PV gen [MW] | Local domestic solar PV gen [kW] | National demand (2019) [MW] | Demand of homes with solar PV [kW] | Difference [kW] | Potential wasted solar [kW]
0 | 0 | 0 | 25936.3675 | #DIV/0! | #DIV/0! | #DIV/0!
1 | 0 | 0 | 24795.8972 | #DIV/0! | #DIV/0! | #DIV/0! | National solar PV capacity [MW] | 13000
2 | 0.016129 | 0 | 24120.8246 | #DIV/0! | #DIV/0! | #DIV/0! | Number of domestic solar PV installations | 0
3 | 0.016129 | 0 | 23756.3649 | #DIV/0! | #DIV/0! | #DIV/0! | Local domestic solar PV capacity [kW] | 0
4 | 0.14516 | 0 | 23693.3175 | #DIV/0! | #DIV/0! | #DIV/0!
5 | 73.8548 | 0 | 24344.9791 | #DIV/0! | #DIV/0! | #DIV/0! | Electricity consumption
6 | 555.629 | 0 | 28079.223 | #DIV/0! | #DIV/0! | #DIV/0! | National [TWh] | 346
7 | 1428.629 | 0 | 32780.3647 | #DIV/0! | #DIV/0! | #DIV/0! | Homes with solar PV [MWh] | #DIV/0!
8 | 2585.0645 | 0 | 35714.9119 | #DIV/0! | #DIV/0! | #DIV/0!
9 | 3803.2258 | 0 | 37233.9167 | #DIV/0! | #DIV/0! | #DIV/0!
10 | 4780 | 0 | 38045.25 | #DIV/0! | #DIV/0! | #DIV/0! | Community scale
11 | 5382.0968 | 0 | 38509.5765 | #DIV/0! | #DIV/0! | #DIV/0! | Total battery power capacity [kW] | #DIV/0!
12 | 5758.871 | 0 | 38760.4077 | #DIV/0! | #DIV/0! | #DIV/0! | Total battery energy capacity [kWh] | #DIV/0!
13 | 5843.7097 | 0 | 38323.0821 | #DIV/0! | #DIV/0! | #DIV/0! | Total battery cost per kWh | 450
14 | 5600.1613 | 0 | 37699.7191 | #DIV/0! | #DIV/0! | #DIV/0! | Total battery cost | #DIV/0!
15 | 4982.2581 | 0 | 37302.6151 | #DIV/0! | #DIV/0! | #DIV/0! | Domestic scale
16 | 4009.7903 | 0 | 37608.912 | #DIV/0! | #DIV/0! | #DIV/0! | Battery power capacity [kW] | #DIV/0!
17 | 2862.2097 | 0 | 37893.1883 | #DIV/0! | #DIV/0! | #DIV/0! | Battery energy capacity [kWh] | #DIV/0!
18 | 1765.3871 | 0 | 37162.2288 | #DIV/0! | #DIV/0! | #DIV/0! | Total battery cost per kWh | 600
19 | 839.871 | 0 | 36166.5599 | #DIV/0! | #DIV/0! | #DIV/0! | Battery cost | #DIV/0!
20 | 200.9032 | 0 | 34945.7871 | #DIV/0! | #DIV/0! | #DIV/0!
21 | 3.9677 | 0 | 33952.5538 | #DIV/0! | #DIV/0! | #DIV/0!
22 | 0.064516 | 0 | 32028.2792 | #DIV/0! | #DIV/0! | #DIV/0!
23 | 0.048387 | 0 | 28477.2265 | #DIV/0! | #DIV/0! | #DIV/0!
Here we estimate the size and cost of a battery (community scale or domestic scale) needed to ensure that no domestic solar PV generation is wasted. The total domestic solar PV generation in the community on a July day is estimated by scaling down the average national solar PV generation in July 2019 (based on the capacity ratio: cell J7 divided by cell J5). The demand profile of homes with solar PV in the community is estimated by scaling down the average daily national demand in July 2019 (based on the consumption ratio: cell J11 divided by cell J10). We then calculate the potential wasted solar and use this to size the total power and energy capacity of a community scale battery. We also use the number of solar PV installations (assuming this is the same as the number of homes with solar PV) to size the power and energy capacity of individual domestic scale batteries in each home with solar PV. In these homes, solar PV meets the electricity demand where it can. If the solar PV generation is lower than demand, then it is assumed that the home gets electricity from other local generation or the National Grid. If solar PV is greater than the demand of the home, then the domestic battery stores the excess energy. The costs are upfront installation costs of the battery and calculated based on £/kWh. Note, in this analysis we do not consider the storage required for ground mounted PV (solar farms).
Note on B3: Sam Homan: Average of PV generation in GB in July 2019 each hour of the day https://www.nationalgrideso.com/industry-information/industry-data-and-reports/data-finder-and-explorer
Note on C3: Sam Homan: This is calculated by assuming the generation profile is the same as the national solar PV generation profile but scaled down by the ratio of the national solar PV capacity and the local domestic solar PV capacity of the community
Note on D3: Sam Homan: Average of the GB national demand in July 2019 each hour of the day https://www.nationalgrideso.com/industry-information/industry-data-and-reports/data-finder-and-explorer
Note on E3: Sam Homan: This is calculated by assuming the demand profile is the same as the national demand profile but scaled down by the ratio of the national electricity consumption and the electricity consumption of homes with solar PV in the community
Note on J5: Sam Homan: https://www.nationalgrideso.com/industry-information/industry-data-and-reports/data-finder-and-explorer
Note on J6: Sam Homan: Based on the cards the community chooses for solar PV domestic
Note on J7: Sam Homan: Capacity of one installation multiplied by total number of installations
Note on J10: Sam Homan: https://assets.publishing.service.gov.uk/government/uploads/system/uploads/attachment_data/file/904805/DUKES_2020_Chapter_5.pdf
Note on J11: Sam Homan: Electricity consumption of homes with solar PV. Electricity consumption per building multiplied by number of domestic solar PV installations. Note, this uses the electricity consumption before measures so doesn't include consumption from heat pumps or electric vehicles. Heat pumps are unlikely to be used in July and electric vehicles are perhaps unlikely to be charged in the middle of the day.
Note on J15: Sam Homan: The maximum of the potential wasted solar [kW]. The battery needs a power capacity equal to or greater than the maximum power flowing into it from the solar PV generation.
Note on J16: Sam Homan: The sum of the potential wasted solar energy throughout the day
Note on J17: Sam Homan: Lower estimate for lithium-ion and a 30kW PV system with a 40kWh battery https://www.spiritenergy.co.uk/kb-battery-storage-for-solar-residential-economics
Note on J18: Sam Homan: Upfront battery cost of a community scale battery sized in cell J16
Note on J20: Sam Homan: Power capacity for one installation coupled with one domestic solar PV installation (i.e. per home)
Note on J21: Sam Homan: Energy capacity for one installation coupled with one domestic solar PV installation (i.e. per home)
Note on J22: Sam Homan: Upper estimate for lithium-ion and a 4-8kW PV system with a 13kWh battery https://www.spiritenergy.co.uk/kb-battery-storage-for-solar-residential-economics
Note on J23: Sam Homan: Upfront battery cost per domestic installation

## max cards
| 0 | 1 | 2 | 3 | 4 | 5 | 6 | 7 | 8 | 9 | 10 | 11 | 12 | 13 | 14 | 15 | 16 | 17 | 18 | 19 | 20 | 21 | 22 | 23 | 24 | 25 | 26 | 27 | 28 | 29 | 30 | 31 | 32 | 33 | 34 | 35 | 36 | 37 | 38 | 39 | 40 | 41 | 42 | 43 | 44 | 45 | 46 | 47 | 48 | 49 | 50 | 51 | 52 | 53 | 54 | 55 | 56 | 57 | 58 | 59 | 60 | 61 | 62 | 63 | 64 | 65 | 66 | 67 | 68 | 69 | 70 | 71 | 72 | 73 | 74 | 75 | 76 | 77 | 78 | 79 | 80 | 81 | 82 | 83 | 84 | 85 | 86 | 87 | 88 | 89 | 90 | 91 | 92 | 93 | 94 | 95 | 96 | 97 | 98 | 99 | 100 | 101 | 102 | 103 | 104 | 105 | 106 | 107 | 108 | 109 | 110 | 111 | 112 | 113 | 114 | 115 | 116 | 117 | 118 | 119 | 120 | 121 | 122 | 123 | 124 | 125 | 126 | 127 | 128 | 129 | 130 | 131 | 132 | 133 | 134 | 135 | 136 | 137 | 138 | 139 | 140 | 141 | 142 | 143 | 144 | 145 | 146 | 147 | 148 | 149 | 150 | 151 | 152 | 153 | 154 | 155 | 156 | 157 | 158 | 159 | 160 | 161 | 162 | 163 | 164 | 165 | 166 | 167 | 168 | 169 | 170 | 171 | 172 | 173 | 174 | 175 | 176 | 177 | 178 | 179 | 180 | 181 | 182 | 183 | 184 | 185 | 186 | 187 | 188 | 189 | 190 | 191 | 192 | 193 | 194 | 195 | 196 | 197 | 198 | 199 | 200
Onshore wind - small (500 kW / hub height: 40m / rotor diameter: 35m) | 0
Onshore wind - medium (1 MW / hub height: 70m / rotor diameter: 55m) | 0
Onshore wind - large (2.5 MW / hub height: 100m / rotor diameter: 80m) | 0
Hydro (200 kW) | 0
Hydro - micro (25 kW) | 0
Solar PV - domestic (4 kW) (1 card represents 5% of homes) | 0
Solar farm (2.5 MW / 12 acres) | 0
Anaerobic digestion (500 kW / 250 acres) | 0
CHP - Anaerobic digestion (100 homes district heating) | 0
CHP - Geothermal, mine water (100 homes district heating) | 0
Water source heat pump (100 homes district heating) | 0
Solar thermal - domestic (1 card represents 5% of homes) | 0
Air source heat pump - domestic (1 card represents 5% of homes) | 0
Ground source heat pump - domestic (1 card represents 5% of homes) | 0
Old home (pre 1930) - low cost (1 card represents 5% of homes) | 0 | 1 | 2 | 3 | 4 | 5 | 6 | 7 | 8 | 9 | 10 | 11 | 12 | 13 | 14 | 15 | 16 | 17 | 18 | 19 | 20
20th century home (1930-1990) - low cost (1 card represents 5% of homes) | 0 | 1 | 2 | 3 | 4 | 5 | 6 | 7 | 8 | 9 | 10 | 11 | 12 | 13 | 14 | 15 | 16 | 17 | 18 | 19 | 20
Modern home (post 1990) - low cost (1 card represents 5% of homes) | 0 | 1 | 2 | 3 | 4 | 5 | 6 | 7 | 8 | 9 | 10 | 11 | 12 | 13 | 14 | 15 | 16 | 17 | 18 | 19 | 20
Old home (pre 1930) - high cost (1 card represents 5% of homes) | 0 | 1 | 2 | 3 | 4 | 5 | 6 | 7 | 8 | 9 | 10
20th century home (1930-1990) - high cost (1 card represents 5% of homes) | 0 | 1 | 2 | 3 | 4 | 5 | 6 | 7 | 8 | 9 | 10
Modern home (post 1990) - high cost (1 card represents 5% of homes) | 0 | 1 | 2 | 3 | 4 | 5 | 6 | 7 | 8 | 9 | 10
EnerPHit (1 card represents 1% of homes) | 0 | 1 | 2 | 3 | 4 | 5 | 6 | 7 | 8 | 9 | 10
Electric car uptake | 0 | 1 | 2 | 3 | 4 | 5 | 6 | 7 | 8 | 9 | 10
Reduction in car use (behaviour change) | 0 | 1 | 2 | 3 | 4 | 5 | 6 | 7 | 8 | 9 | 10
Electric bikes | 0 | 1 | 2 | 3 | 4 | 5 | 6 | 7 | 8 | 9 | 10
Percentage of electricity sold back to the grid | 0% | 10% | 20% | 30% | 40% | 50% | 60% | 70% | 80% | 90% | 100%
Ignore this sheet
(it updates automatically)

## LA data
The relevant data from this sheet is automatically extracted from here into Electricity & Heat sheet
Local authority | Code | Population | Number of domestic electricity meters | Number of non-domestic electricity meters | Annual domestic electricity consumption per building [kWh] | Annual non-domestic electricity consumption per building [kWh] | Annual domestic gas consumption per building connected [kWh] | Percentage of households not connected to gas network | Annual non-domestic gas consumption per building connected [kWh]
Hartlepool | E06000001 | 93663 | 43876 | 3206 | 2956.9734 | 97414.9693 | 12735.7058 | 3.202% | 152667.6558
Middlesbrough | E06000002 | 140980 | 63257 | 4412 | 2930.8506 | 59880.021 | 12874.2349 | 3.212% | 163672.6014
Redcar and Cleveland | E06000003 | 137150 | 65080 | 3990 | 2968.8233 | 146928.9757 | 12779.271 | 4.678% | 147465.8754
Stockton-on-Tees | E06000004 | 197348 | 87918 | 5670 | 3059.1486 | 176378.299 | 13233.5747 | 2.872% | 163360.5341
Darlington | E06000005 | 106803 | 51375 | 3896 | 3138.5602 | 69896.9535 | 13675.1459 | 5.515% | 145747.2799
Halton | E06000006 | 129410 | 57117 | 3698 | 3182.3516 | 128779.6827 | 11789.886 | 2.996% | 169520.5882
Warrington | E06000007 | 210014 | 92183 | 6485 | 3339.1275 | 88357.7603 | 13097.5516 | 3.719% | 159523.5294
Blackburn with Darwen | E06000008 | 149696 | 60999 | 5109 | 3304.3761 | 74522.0774 | 14323.4649 | 2.357% | 146153.9216
Blackpool | E06000009 | 139446 | 67343 | 7090 | 3380.3418 | 40833.6669 | 12940.0463 | 10.85% | 145752.9412
Kingston upon Hull, City of | E06000010 | 259778 | 121749 | 8989 | 2977.4646 | 80690.2662 | 11797.3164 | 5.276% | 161650.9341
East Riding of Yorkshire | E06000011 | 341173 | 157285 | 14155 | 3583.8814 | 72876.027 | 14118.8768 | 13.37% | 142257.6204
North East Lincolnshire | E06000012 | 159563 | 73036 | 5043 | 3225.8688 | 114814.5647 | 12630.86 | 3.825% | 174004.9213
North Lincolnshire | E06000013 | 172292 | 75087 | 6328 | 3383.0616 | 149969.1417 | 13569.6045 | 9.847% | 151576.7717
York | E06000014 | 210618 | 90227 | 7794 | 3361.7609 | 55366.5421 | 13906.7833 | 11.59% | 149192.7237
Derby | E06000015 | 257302 | 110717 | 8180 | 3292.5834 | 77713.8567 | 13030.3954 | 4.389% | 155155.0197
Leicester | E06000016 | 354224 | 134613 | 13077 | 3265.1732 | 66598.089 | 14164.2148 | 13.38% | 155962.1063
Rutland | E06000017 | 39927 | 17428 | 1916 | 4188.9276 | 141243.6971 | 15301.5272 | 19.04% | 148671.2598
Nottingham | E06000018 | 332900 | 131941 | 12366 | 3277.8219 | 61970.1886 | 12847.4041 | 14.84% | 156402.5591
Herefordshire, County of | E06000019 | 192801 | 84531 | 10949 | 4216.7189 | 54220.3192 | 12165.243 | 37.24% | 140100.2964
Telford and Wrekin | E06000020 | 179854 | 76780 | 5898 | 3306.5559 | 100978.29 | 12350.6259 | 3.184% | 164600.7905
Stoke-on-Trent | E06000021 | 256375 | 114712 | 8705 | 3101.3278 | 66133.6098 | 13080.0383 | 4.363% | 163334.4862
Bath and North East Somerset | E06000022 | 193282 | 84641 | 8941 | 3691.8614 | 36934.5027 | 13681.8121 | 14.95% | 127862.5363
Bristol, City of | E06000023 | 463377 | 201090 | 18983 | 3305.11 | 58203.1465 | 12108.0403 | 14.04% | 156525.6534
North Somerset | E06000024 | 215052 | 97183 | 8146 | 3587.8507 | 49492.8659 | 12660.7493 | 12.67% | 136426.9119
South Gloucestershire | E06000025 | 285093 | 120441 | 8690 | 3651.9051 | 83154.3257 | 12183.8222 | 11.55% | 155555.6631
Plymouth | E06000026 | 262100 | 120506 | 9331 | 3164.3763 | 53667.9387 | 9982.7703 | 7.885% | 152722.1684
Torbay | E06000027 | 136264 | 66374 | 6230 | 3446.4088 | 34025.6442 | 11961.5332 | 15.46% | 140717.8122
Swindon | E06000030 | 222193 | 98529 | 6448 | 3473.7205 | 104892.0467 | 12476.0393 | 8.449% | 171499.516
Peterborough | E06000031 | 202259 | 85276 | 7247 | 3380.6314 | 83580.5878 | 12410.5643 | 7.749% | 170972.2497
Luton | E06000032 | 213052 | 79825 | 5478 | 3412.8215 | 74030.516 | 14390.4726 | 11.73% | 166639.2468
Southend-on-Sea | E06000033 | 183125 | 81358 | 6832 | 3564.9911 | 41426.1371 | 14267.2848 | 9.399% | 123639.8221
Thurrock | E06000034 | 174341 | 69043 | 4807 | 3918.7938 | 143543.048 | 12504.9786 | 12.29% | 147143.2806
Medway | E06000035 | 278556 | 115209 | 8132 | 3512.0274 | 50355.3487 | 12175.3663 | 6.137% | 150147.0879
Bracknell Forest | E06000036 | 122549 | 50952 | 3097 | 3918.5708 | 98530.706 | 13695.7107 | 7.632% | 173932.8063
West Berkshire | E06000037 | 158450 | 68620 | 7070 | 4607.2971 | 76862.9339 | 14162.1224 | 31.19% | 153833.4966
Reading | E06000038 | 161780 | 71158 | 6572 | 3569.4832 | 70619.7863 | 13239.6904 | 17.98% | 162632.2233
Slough | E06000039 | 149539 | 54971 | 4576 | 3567.205 | 248753.177 | 13372.6417 | 14.57% | 172084.9802
Windsor and Maidenhead | E06000040 | 151422 | 64235 | 6494 | 4398.0886 | 62684.0729 | 16700.9846 | 13.88% | 118655.6324
Wokingham | E06000041 | 171119 | 70107 | 4438 | 4022.8376 | 80198.4775 | 15463.5123 | 5.746% | 139253.1831
Milton Keynes | E06000042 | 269457 | 113206 | 8895 | 3530.9191 | 105133.49 | 12737.2822 | 6.467% | 172539.3701
Brighton and Hove | E06000043 | 290885 | 128256 | 14524 | 3282.7396 | 34939.602 | 12109.4927 | 14.83% | 141915.1037
Portsmouth | E06000044 | 214905 | 90854 | 7534 | 3266.2912 | 77479.2537 | 10876.5957 | 13.75% | 162595.4946
Southampton | E06000045 | 252520 | 108849 | 9067 | 3490.9687 | 55768.6137 | 11210.6942 | 24.56% | 151620.9598
Isle of Wight | E06000046 | 141771 | 72649 | 7477 | 3598.3217 | 36027.1647 | 11341.5681 | 17.76% | 132145.9354
County Durham | E06000047 | 530094 | 245664 | 16718 | 3019.2299 | 66141.0349 | 13761.4176 | 6.422% | 148554.4016
Cheshire East | E06000049 | 384152 | 177272 | 14727 | 3814.52 | 68424.4936 | 14694.3171 | 10.55% | 135907.4866
Cheshire West and Chester | E06000050 | 343071 | 157404 | 12154 | 3537.041 | 126395.5978 | 13101.3509 | 10.19% | 153270.098
Shropshire | E06000051 | 323136 | 143155 | 16971 | 3992.3559 | 48716.3455 | 12728.8824 | 33.17% | 139221.3439
Cornwall | E06000052 | 569578 | 278986 | 34283 | 4518.0122 | 38054.2866 | 10793.1146 | 46.89% | 138535.334
Isles of Scilly | E06000053 | 2224 | 1176 | 509 | 6703.5578 | 18082.3774 | - | 100% | -
Wiltshire | E06000054 | 500024 | 224203 | 22352 | 4288.3055 | 54144.5582 | 12707.2178 | 29.68% | 160537.1132
Bedford | E06000055 | 173292 | 75814 | 6205 | 3726.7084 | 69296.9985 | 13266.4436 | 14.23% | 144103.0724
Central Bedfordshire | E06000056 | 288648 | 121906 | 8829 | 3847.9636 | 68940.4074 | 13361.5275 | 9.02% | 142804.1136
Northumberland | E06000057 | 322434 | 158031 | 14433 | 3411.2917 | 64501.2183 | 14097.9984 | 18.31% | 138040.5539
Bournemouth, Christchurch and Poole | E06000058 | 395331 | 184778 | 17402 | 3472.7658 | 47764.645 | 12413.0086 | 13.15% | 147648.3839
Dorset | E06000059 | 378508 | 181940 | 21295 | 3905.8561 | 41190.7004 | 12441.2572 | 23.14% | 147954.9461
Buckinghamshire | E06000060 | 543973 | 226201 | 19760 | 4368.5256 | 51442.3474 | 16426.6142 | 14.88% | 120215.415
Cambridge | E07000008 | 124798 | 54375 | 6358 | 3239.4588 | 89518.8987 | 13318.0772 | 17.99% | 164616.4519
East Cambridgeshire | E07000009 | 89840 | 38030 | 3715 | 4213.3457 | 64963.3634 | 13323.9292 | 29.62% | 156794.8464
Fenland | E07000010 | 101850 | 45313 | 4064 | 4003.1072 | 80039.6676 | 13074.9399 | 22.48% | 163714.5689
Huntingdonshire | E07000011 | 177963 | 77679 | 7162 | 3890.0867 | 72503.381 | 13068.8262 | 14.73% | 136384.5391
South Cambridgeshire | E07000012 | 159086 | 67921 | 6012 | 4289.5122 | 84676.4884 | 13943.3738 | 27.34% | 162191.2785
Allerdale | E07000026 | 97761 | 47024 | 5633 | 3597.6632 | 48686.6083 | 13968.9967 | 17.04% | 144011.8694
Barrow-in-Furness | E07000027 | 67049 | 33279 | 2466 | 3043.7945 | 140053.2359 | 11806.1638 | 2.779% | 152952.9412
Carlisle | E07000028 | 108678 | 52128 | 5464 | 3487.3797 | 69385.1931 | 13578.0141 | 14.3% | 154640.455
Copeland | E07000029 | 68183 | 33265 | 2898 | 3566.9711 | 34810.5118 | 13838.5774 | 12.65% | 131079.1296
Eden | E07000030 | 53253 | 26105 | 4489 | 4572.633 | 55341.6351 | 14299.2175 | 56.74% | 143999.5054
South Lakeland | E07000031 | 105088 | 54706 | 7962 | 4094.4808 | 42589.9203 | 14245.3284 | 23.06% | 128819.1177
Amber Valley | E07000032 | 128147 | 58014 | 4244 | 3587.8181 | 82318.5104 | 14128.9487 | 5.098% | 140682.0866
Bolsover | E07000033 | 80562 | 36432 | 2208 | 3284.6988 | 114156.1351 | 13479.6395 | 3.863% | 182115.1575
Chesterfield | E07000034 | 104900 | 49180 | 4343 | 3091.7427 | 56290.8282 | 12906.6641 | 2.801% | 156626.9685
Derbyshire Dales | E07000035 | 72325 | 34405 | 4778 | 4072.8402 | 55353.9976 | 15702.0765 | 20.52% | 126092.5197
Erewash | E07000036 | 115371 | 51929 | 3790 | 3382.5814 | 59276.057 | 13293.5129 | 3.509% | 149159.4488
High Peak | E07000037 | 92666 | 42207 | 3693 | 3602.8203 | 161827.0331 | 14994.2771 | 7.013% | 141374.5098
North East Derbyshire | E07000038 | 101462 | 45989 | 3104 | 3408.8971 | 85115.8624 | 14443.2132 | 3.462% | 145814.9606
South Derbyshire | E07000039 | 107261 | 45466 | 2894 | 3718.3252 | 119726.2834 | 13193.7512 | 6.682% | 122781.4961
East Devon | E07000040 | 146284 | 70815 | 7469 | 3768.2866 | 31962.8643 | 12197.3097 | 27.75% | 140988.8674
Exeter | E07000041 | 131405 | 54809 | 5534 | 3178.935 | 68573.2215 | 10852.0459 | 15.89% | 158090.029
Mid Devon | E07000042 | 82311 | 35980 | 4851 | 4304.8782 | 38446.26 | 11089.111 | 40.64% | 131784.1239
North Devon | E07000043 | 97145 | 46187 | 6627 | 3942.7748 | 39722.3779 | 11764.5202 | 28.49% | 137841.7231
South Hams | E07000044 | 87004 | 46400 | 6309 | 4365.5702 | 36276.5121 | 12104.1744 | 39.42% | 146625.8471
Teignbridge | E07000045 | 134163 | 63160 | 6472 | 3860.0727 | 34661.1078 | 11600.3763 | 23.05% | 132575.0242
Torridge | E07000046 | 68267 | 32255 | 4700 | 4191.9389 | 27269.4814 | 10972.9059 | 48.51% | 140913.8432
West Devon | E07000047 | 55796 | 25787 | 3840 | 4388.4662 | 36573.0169 | 12633.6505 | 43.48% | 123207.1636
Eastbourne | E07000061 | 103745 | 48568 | 4798 | 3269.2221 | 37702.1246 | 11580.0551 | 15.04% | 157917.5716
Hastings | E07000062 | 92661 | 43517 | 4238 | 3360.963 | 33689.9413 | 11827.3362 | 12.54% | 137529.615
Lewes | E07000063 | 103268 | 45577 | 4087 | 3876.0611 | 35543.0477 | 12871.0573 | 16.63% | 135755.1826
Rother | E07000064 | 96080 | 45785 | 4687 | 4148.1362 | 34636.898 | 14050.5412 | 24.07% | 122713.228
Wealden | E07000065 | 161475 | 69795 | 6969 | 4516.7655 | 30613.6865 | 14210.5514 | 24.49% | 115946.693
Basildon | E07000066 | 187199 | 78574 | 6094 | 3860.0695 | 90325.1396 | 12817.2333 | 8.841% | 152993.083
Braintree | E07000067 | 152604 | 65167 | 5721 | 4151.9976 | 46262.0806 | 13127.3511 | 23.06% | 134957.3835
Brentwood | E07000068 | 77021 | 33785 | 2846 | 4247.1102 | 48120.6414 | 16545.8618 | 9.143% | 114175.8893
Castle Point | E07000069 | 90376 | 37894 | 2274 | 4081.1949 | 37211.3314 | 14773.6925 | 8.303% | 136469.3676
Chelmsford | E07000070 | 178388 | 76374 | 6053 | 4124.9232 | 64934.4055 | 13822.3113 | 16.9% | 147188.8008
Colchester | E07000071 | 194706 | 81774 | 7166 | 3785.3205 | 49897.3878 | 12840.8151 | 18.78% | 145378.5927
Epping Forest | E07000072 | 131689 | 56528 | 5273 | 4431.8662 | 38717.3476 | 16022.9164 | 13.94% | 119603.7549
Harlow | E07000073 | 87067 | 38469 | 3057 | 3349.6319 | 75012.3833 | 11848.9271 | 4.906% | 162557.4827
Maldon | E07000074 | 64926 | 28458 | 2710 | 4674.2628 | 48508.3533 | 13406.3888 | 36.96% | 131051.5362
Rochford | E07000075 | 87368 | 35875 | 2461 | 4087.4877 | 48400.4487 | 14975.9965 | 8.536% | 132970.3557
Tendring | E07000076 | 146561 | 70619 | 5634 | 3727.3695 | 40323.4247 | 12716.002 | 16.9% | 122593.1616
Uttlesford | E07000077 | 91284 | 38051 | 3748 | 4732.4891 | 59351.4862 | 15182.3858 | 28.07% | 130841.4272
Cheltenham | E07000078 | 116306 | 56495 | 4618 | 3411.3178 | 66329.376 | 12826.3689 | 9.678% | 136332.0426
Cotswold | E07000079 | 89862 | 45202 | 6181 | 4918.9702 | 33022.1352 | 14481.0675 | 36.54% | 129139.3998
Forest of Dean | E07000080 | 86791 | 38590 | 3511 | 4359.1148 | 70318.7939 | 12824.9413 | 40.76% | 132364.6139
Gloucester | E07000081 | 129128 | 57208 | 4329 | 3433.499 | 80061.7159 | 11843.553 | 8.453% | 149182.4782
Stroud | E07000082 | 119964 | 54258 | 4804 | 4059.8351 | 65524.7707 | 13791.8386 | 15.68% | 131587.6089
Tewkesbury | E07000083 | 95019 | 42131 | 3445 | 3772.5662 | 89857.2165 | 12366.347 | 13.21% | 149075.5082
Basingstoke and Deane | E07000084 | 176582 | 78514 | 5712 | 3916.107 | 87850.8179 | 12678.2219 | 14.58% | 171383.9373
East Hampshire | E07000085 | 122308 | 54653 | 4963 | 4338.2806 | 40486.2001 | 14530.2626 | 16.18% | 115405.4848
Eastleigh | E07000086 | 133584 | 58063 | 3771 | 3492.1421 | 85028.5063 | 12058.3271 | 4.455% | 158233.1048
Fareham | E07000087 | 116233 | 50463 | 3429 | 3628.3012 | 68564.462 | 12440.1113 | 6.046% | 139254.6523
Gosport | E07000088 | 84838 | 37685 | 2458 | 3433.9159 | 55609.9948 | 10611.9516 | 12.64% | 174219.3927
Hart | E07000089 | 97073 | 40804 | 2960 | 4151.638 | 95205.9034 | 16080.9923 | 7.637% | 132131.7336
Havant | E07000090 | 126220 | 56192 | 3694 | 3542.0096 | 52351.8762 | 12055.6992 | 6.137% | 136545.5436
New Forest | E07000091 | 180086 | 82339 | 7645 | 3942.2739 | 55296.6773 | 13183.2647 | 13.69% | 131246.8169
Rushmoor | E07000092 | 94599 | 40368 | 2997 | 3462.1227 | 75421.5687 | 12950.8107 | 9.39% | 176061.7042
Test Valley | E07000093 | 126160 | 56502 | 5495 | 4172.9705 | 57536.5474 | 12164.473 | 24.55% | 152620.9598
Winchester | E07000094 | 124859 | 53466 | 6073 | 4235.123 | 59273.5521 | 13916.6515 | 20.75% | 138797.2576
Broxbourne | E07000095 | 97279 | 41186 | 3220 | 3897.7936 | 64118.0304 | 13863.0845 | 11.12% | 122235.3816
Dacorum | E07000096 | 154763 | 65069 | 5389 | 3904.8291 | 73258.6162 | 14845.6789 | 9.063% | 132500.9911
Hertsmere | E07000098 | 104919 | 44036 | 3661 | 4158.3678 | 70992.8046 | 16403.1771 | 8.148% | 127455.8969
North Hertfordshire | E07000099 | 133570 | 57155 | 5396 | 3944.2392 | 51923.389 | 14303.7901 | 15.68% | 141349.8513
Three Rivers | E07000102 | 93323 | 37912 | 2705 | 4340.1136 | 62262.345 | 17227.3582 | 7.604% | 108736.3727
Watford | E07000103 | 96577 | 40280 | 3634 | 3598.9344 | 84365.5211 | 14502.1813 | 13.31% | 154269.5738
Ashford | E07000105 | 130032 | 54566 | 5382 | 4055.8227 | 49561.4628 | 12310.0452 | 21.38% | 163029.615
Canterbury | E07000106 | 165394 | 66637 | 6433 | 3600.5196 | 49186.4832 | 13198.164 | 12.56% | 143020.7305
Dartford | E07000107 | 112606 | 47309 | 3863 | 3484.7258 | 62140.5586 | 12561.0652 | 5.898% | 173349.9506
Dover | E07000108 | 118131 | 53068 | 4591 | 3416.7126 | 44095.1473 | 11934.1867 | 11.14% | 131082.922
Gravesham | E07000109 | 106939 | 43260 | 3145 | 3592.4496 | 91468.9321 | 12965.4448 | 7.765% | 145586.8707
Maidstone | E07000110 | 171826 | 72113 | 6381 | 3901.7698 | 56340.8425 | 13042.2672 | 11.38% | 152278.381
Sevenoaks | E07000111 | 120750 | 50665 | 4940 | 4665.2926 | 39261.403 | 16398.8685 | 17.76% | 113394.8667
Folkestone and Hythe | E07000112 | 112996 | 51613 | 4997 | 3613.6333 | 44802.7271 | 12188.9103 | 16.15% | 140263.5735
Swale | E07000113 | 150082 | 61546 | 5143 | 3748.4948 | 78434.6778 | 12050.9082 | 10.07% | 135373.6426
Thanet | E07000114 | 141922 | 67366 | 5935 | 3369.819 | 42973.7433 | 11909.4485 | 9.07% | 134437.3149
Tonbridge and Malling | E07000115 | 132153 | 54475 | 4564 | 4011.6527 | 66133.1151 | 13767.8425 | 10.29% | 140846.002
Tunbridge Wells | E07000116 | 118724 | 50052 | 5412 | 4372.5516 | 52842.5488 | 15357.5467 | 21.12% | 117525.1727
Burnley | E07000117 | 88920 | 41388 | 3260 | 3145.6516 | 64636.4139 | 13386.0111 | 2.532% | 145515.1961
Chorley | E07000118 | 118216 | 50937 | 3491 | 3512.2974 | 56051.8895 | 13494.5119 | 4.627% | 133900.9804
Fylde | E07000119 | 80780 | 39094 | 3500 | 3711.4145 | 62059.7938 | 14726.3469 | 10.74% | 133429.4118
Hyndburn | E07000120 | 81043 | 36779 | 3005 | 3093.883 | 56703.6644 | 13535.0533 | 2.242% | 148332.3529
Lancaster | E07000121 | 146038 | 63507 | 5787 | 3451.6318 | 53527.8199 | 13115.6147 | 13.08% | 155260.2941
Pendle | E07000122 | 92112 | 40367 | 3318 | 3219.6257 | 67051.849 | 14344.5989 | 2.819% | 146828.9216
Preston | E07000123 | 143135 | 62212 | 5750 | 3361.0955 | 55975.093 | 13400.0022 | 9.577% | 161674.5098
Ribble Valley | E07000124 | 60888 | 26970 | 2936 | 4107.3136 | 108582.5906 | 15360.0942 | 15.06% | 133906.3726
Rossendale | E07000125 | 71482 | 31953 | 2584 | 3540.6258 | 70507.9099 | 15082.2864 | 3.81% | 134497.0588
South Ribble | E07000126 | 110788 | 49679 | 3555 | 3431.8584 | 78644.7657 | 13237.8015 | 3.126% | 145676.4706
West Lancashire | E07000127 | 114306 | 49170 | 3988 | 3746.2432 | 94403.7036 | 14222.9967 | 10.63% | 137811.7647
Wyre | E07000128 | 112091 | 51305 | 4438 | 3586.4707 | 69371.8558 | 13760.8876 | 10.18% | 146753.9216
Blaby | E07000129 | 101526 | 43039 | 2539 | 3571.5415 | 93756.5074 | 14090.831 | 2.949% | 149559.0551
Charnwood | E07000130 | 185851 | 75599 | 5661 | 3434.4138 | 76101.5754 | 13727.5975 | 2.599% | 147919.7835
Harborough | E07000131 | 93807 | 40284 | 3803 | 4085.2864 | 49550.9589 | 15093.6826 | 11.57% | 135258.3661
Hinckley and Bosworth | E07000132 | 113136 | 50427 | 3827 | 3651.8594 | 64118.1357 | 13651.5922 | 8.12% | 137882.1932
Melton | E07000133 | 51209 | 23080 | 2261 | 3991.3479 | 77633.9025 | 13939.7963 | 17.67% | 126366.1417
North West Leicestershire | E07000134 | 103611 | 45297 | 3673 | 3806.8399 | 110697.023 | 14175.1071 | 10.23% | 164727.3622
Oadby and Wigston | E07000135 | 57015 | 23363 | 1600 | 3424.6235 | 60946.9263 | 15029.2118 | 1.388% | 136860.2362
Boston | E07000136 | 70173 | 30141 | 2708 | 3787.3424 | 73048.8698 | 12691.5581 | 22.34% | 153287.4016
East Lindsey | E07000137 | 141727 | 67350 | 8188 | 4122.8405 | 48418.2443 | 12887.5914 | 39.89% | 145598.9173
Lincoln | E07000138 | 99299 | 43914 | 3937 | 3075.8118 | 65958.1642 | 12044.2127 | 9.006% | 161302.6575
North Kesteven | E07000139 | 116915 | 51650 | 4297 | 3875.5077 | 62627.435 | 13004.7817 | 22.54% | 151864.6653
South Holland | E07000140 | 95019 | 41193 | 3929 | 4107.4531 | 86553.9339 | 13058.982 | 26.2% | 135211.6142
South Kesteven | E07000141 | 142424 | 63835 | 5674 | 3921.8395 | 64809.8124 | 12998.4008 | 21.58% | 150443.8976
West Lindsey | E07000142 | 95667 | 43150 | 4219 | 3827.8882 | 53233.929 | 13626.497 | 23.61% | 157480.315
Breckland | E07000143 | 139968 | 61588 | 5945 | 4303.215 | 54024.1886 | 12043.3959 | 42.92% | 152552.0317
Broadland | E07000144 | 130783 | 58502 | 4238 | 3943.5823 | 56343.5563 | 13221.9598 | 21.65% | 153226.9574
Great Yarmouth | E07000145 | 99336 | 46088 | 4367 | 3759.0098 | 41984.9365 | 11280.6741 | 29.22% | 142867.6908
King's Lynn and West Norfolk | E07000146 | 151383 | 73350 | 6941 | 4500.5823 | 77226.7415 | 12493.9598 | 49.02% | 151687.3142
North Norfolk | E07000147 | 104837 | 55900 | 6143 | 4321.2813 | 43198.6092 | 12531.0949 | 48.87% | 151052.5273
Norwich | E07000148 | 140573 | 66380 | 7370 | 3007.3709 | 48282.7982 | 11236.7328 | 11.37% | 159618.4341
South Norfolk | E07000149 | 140880 | 62364 | 5253 | 4339.1889 | 53485.9426 | 12350.2584 | 42.62% | 143097.6214
Corby | E07000150 | 72218 | 30105 | 2310 | 3309.2211 | 163495.3375 | 12829.3162 | 0.8789% | 179513.7795
Daventry | E07000151 | 85950 | 37072 | 3453 | 4527.6338 | 74801.6453 | 13869.3923 | 25.13% | 157175.1969
East Northamptonshire | E07000152 | 94527 | 40692 | 3024 | 3956.3314 | 59754.8946 | 13081.3235 | 14.33% | 148653.5433
Kettering | E07000153 | 101776 | 45280 | 3274 | 3559.0592 | 71733.0448 | 12981.9663 | 6.192% | 135114.1732
Northampton | E07000154 | 224610 | 98120 | 7378 | 3398.1234 | 77387.2339 | 12581.4248 | 6.369% | 164866.1417
South Northamptonshire | E07000155 | 94490 | 40157 | 3374 | 4482.7042 | 67565.9548 | 14222.3613 | 20.05% | 121089.1283
Wellingborough | E07000156 | 79707 | 35292 | 2921 | 3510.6189 | 77619.7663 | 12846.5305 | 3.927% | 157070.374
Craven | E07000163 | 57142 | 27303 | 3872 | 4033.1567 | 37242.8554 | 14889.4674 | 21.22% | 140133.7266
Hambleton | E07000164 | 91594 | 41788 | 5646 | 4044.0819 | 50800.2789 | 13856.9119 | 36.94% | 147330.029
Harrogate | E07000165 | 160831 | 73079 | 8405 | 4006.656 | 59130.5362 | 15876.4587 | 17.4% | 123833.825
Richmondshire | E07000166 | 53730 | 23383 | 3199 | 4142.8528 | 39915.8274 | 14307.9049 | 44.47% | 170538.0811
Ryedale | E07000167 | 55380 | 26012 | 4184 | 4138.9322 | 51406.3158 | 13613.3301 | 43.55% | 125472.9597
Scarborough | E07000168 | 108757 | 59195 | 6896 | 3310.9018 | 41456.6657 | 13139.31 | 14.95% | 137310.7178
Selby | E07000169 | 90620 | 39857 | 3552 | 3808.2283 | 86099.5115 | 13345.3878 | 22.76% | 134221.7306
Ashfield | E07000170 | 127918 | 55791 | 3462 | 3325.9593 | 96393.4579 | 13583.0902 | 3.428% | 166260.8268
Bassetlaw | E07000171 | 117459 | 52341 | 4692 | 3683.7998 | 74663.5248 | 13520.3482 | 16.97% | 141616.1417
Broxtowe | E07000172 | 114033 | 49962 | 3297 | 3374.4949 | 46555.8406 | 14037.5511 | 3.822% | 144663.3858
Gedling | E07000173 | 117896 | 52886 | 2831 | 3568.9751 | 53063.5722 | 14673.0491 | 5.59% | 138646.1614
Mansfield | E07000174 | 109313 | 49460 | 3373 | 3196.8724 | 69480.8452 | 14069.7118 | 1.589% | 150149.6063
Newark and Sherwood | E07000175 | 122421 | 54563 | 4792 | 3771.2198 | 66148.4565 | 13913.9841 | 13.42% | 124250.9842
Rushcliffe | E07000176 | 119184 | 50457 | 3486 | 3789.5746 | 62751.8154 | 15713.3887 | 6.835% | 127651.0827
Cherwell | E07000177 | 150503 | 67128 | 6034 | 4033.939 | 74679.447 | 12835.1886 | 21.24% | 174585.7003
Oxford | E07000178 | 152457 | 58380 | 6731 | 3470.5142 | 88228.1871 | 13995.898 | 16.58% | 172394.7111
South Oxfordshire | E07000179 | 142057 | 63983 | 6103 | 4463.2842 | 77756.8875 | 14663.1786 | 16.98% | 131619.9804
Vale of White Horse | E07000180 | 136007 | 59886 | 5327 | 4041.4692 | 89274.9282 | 13776.6504 | 12.82% | 144530.8521
West Oxfordshire | E07000181 | 110643 | 50666 | 5372 | 4346.6888 | 56636.306 | 14202.814 | 22.63% | 133998.0411
Mendip | E07000187 | 115587 | 52829 | 6374 | 3952.3429 | 49966.9215 | 12415.9302 | 24.33% | 146812.6815
Sedgemoor | E07000188 | 123178 | 55354 | 5797 | 3988.7958 | 64738.6243 | 11271.6746 | 29.95% | 139146.1762
South Somerset | E07000189 | 168345 | 78463 | 8456 | 4173.4282 | 46720.2584 | 11616.842 | 34.09% | 162731.849
Cannock Chase | E07000192 | 100762 | 43867 | 3346 | 3546.8011 | 54841.6436 | 13620.2925 | 4.141% | 152462.4506
East Staffordshire | E07000193 | 119754 | 52323 | 4796 | 3655.8665 | 96434.3759 | 13416.1549 | 11.56% | 159137.7953
Lichfield | E07000194 | 104756 | 45727 | 3901 | 3896.8979 | 66074.092 | 14975.4783 | 9.175% | 129054.3478
Newcastle-under-Lyme | E07000195 | 129441 | 55424 | 3927 | 3367.2925 | 65205.7327 | 14278.72 | 7.417% | 160410.0791
South Staffordshire | E07000196 | 112436 | 46934 | 3337 | 3827.1003 | 87205.2369 | 14786.2988 | 11.43% | 129773.7154
Stafford | E07000197 | 137280 | 60822 | 5311 | 3676.5057 | 63955.1101 | 14035.5147 | 14.48% | 157674.9012
Staffordshire Moorlands | E07000198 | 98435 | 43801 | 4140 | 3750.1976 | 73563.1418 | 15043.3033 | 17.38% | 143841.8972
Tamworth | E07000199 | 76696 | 33234 | 2303 | 3567.3617 | 71378.9149 | 12654.5829 | 3.619% | 152875.4941
Babergh | E07000200 | 92036 | 40984 | 3935 | 4407.2054 | 51662.782 | 13088.5344 | 36.43% | 146276.0159
Ipswich | E07000202 | 136913 | 61117 | 4989 | 3442.5028 | 50203.1161 | 11959.9322 | 14.08% | 160097.6214
Mid Suffolk | E07000203 | 103895 | 44770 | 4281 | 4634.29 | 62295.2885 | 11668.4277 | 52.58% | 179087.2151
Elmbridge | E07000207 | 136795 | 57647 | 5305 | 4825.1303 | 47172.2856 | 18721.5046 | 8.895% | 109208.2922
Epsom and Ewell | E07000208 | 80627 | 32204 | 2307 | 3999.0313 | 39699.8275 | 16852.7731 | 8.331% | 138348.4699
Guildford | E07000209 | 148998 | 58022 | 5571 | 4303.5297 | 60375.1478 | 16223.321 | 11.84% | 128277.3939
Mole Valley | E07000210 | 87245 | 37444 | 3974 | 4607.9154 | 62729.1862 | 17702.7634 | 12.87% | 113915.5972
Reigate and Banstead | E07000211 | 148748 | 61225 | 5215 | 4157.6777 | 66950.2703 | 16553.9118 | 7.576% | 119652.5173
Runnymede | E07000212 | 89424 | 35693 | 3323 | 4302.3318 | 75163.9899 | 15735.4889 | 16.56% | 137363.1423
Spelthorne | E07000213 | 99844 | 43196 | 3169 | 3867.7254 | 63777.8084 | 14411.2143 | 10.91% | 149472.8261
Surrey Heath | E07000214 | 89305 | 36870 | 2995 | 4285.4338 | 70233.062 | 17172.3293 | 6.344% | 127688.5406
Tandridge | E07000215 | 88129 | 36623 | 3553 | 4650.2622 | 37369.4872 | 17727.5186 | 12.96% | 106693.9783
Waverley | E07000216 | 126328 | 54493 | 5091 | 4537.7275 | 35302.9036 | 17457.1177 | 11.12% | 113186.081
Woking | E07000217 | 100793 | 42739 | 3500 | 4204.4277 | 119656.9438 | 16058.4877 | 15.54% | 125400.2961
North Warwickshire | E07000218 | 65264 | 28362 | 2727 | 3925.9626 | 153123.0301 | 13985.4808 | 12.37% | 161614.6245
Nuneaton and Bedworth | E07000219 | 129883 | 58057 | 3643 | 3412.6237 | 58768.126 | 12978.4571 | 4.235% | 160561.2648
Rugby | E07000220 | 108935 | 47787 | 3753 | 3711.2185 | 123243.506 | 13808.6952 | 7.899% | 149678.8538
Stratford-on-Avon | E07000221 | 130098 | 60325 | 6583 | 4551.5041 | 57826.2457 | 13703.8216 | 30.19% | 137314.2293
Warwick | E07000222 | 143753 | 64828 | 6002 | 3800.3135 | 61118.8223 | 13967.1522 | 13.56% | 137525.6917
Adur | E07000223 | 64301 | 28453 | 2233 | 3614.5621 | 37966.416 | 11607.7096 | 8.525% | 138412.6357
Arun | E07000224 | 160758 | 75710 | 5863 | 3672.4282 | 35765.7088 | 12809.0774 | 11.51% | 134943.7315
Chichester | E07000225 | 121129 | 59364 | 6648 | 4434.3472 | 46503.9705 | 13361.1591 | 29.8% | 135194.907
Crawley | E07000226 | 112409 | 45567 | 3482 | 3477.4805 | 141420.3708 | 12224.3127 | 6.279% | 187492.5963
Horsham | E07000227 | 143791 | 63578 | 5997 | 4368.0345 | 42396.7921 | 13786.593 | 20.36% | 131164.8569
Mid Sussex | E07000228 | 151022 | 64956 | 5708 | 4090.3107 | 43349.9276 | 14207.4848 | 13.11% | 131289.2399
Worthing | E07000229 | 110570 | 50923 | 4319 | 3535.7854 | 39876.723 | 12313.3913 | 13.04% | 131721.619
Bromsgrove | E07000234 | 99881 | 41958 | 3506 | 3994.9202 | 44381.2453 | 15633.062 | 7.863% | 124933.7945
Malvern Hills | E07000235 | 78698 | 35856 | 3567 | 4289.1119 | 40201.9234 | 13188.2678 | 35.49% | 151143.7747
Redditch | E07000236 | 85261 | 36990 | 2660 | 3466.1449 | 79944.0093 | 12378.1766 | 2.111% | 163328.0632
Worcester | E07000237 | 101222 | 45931 | 3723 | 3394.8105 | 65595.4784 | 11955.1774 | 9.55% | 139781.6205
Wychavon | E07000238 | 129433 | 57240 | 5647 | 4166.4687 | 71304.4928 | 12952.3348 | 23.72% | 149012.8459
Wyre Forest | E07000239 | 101291 | 45499 | 3655 | 3707.1376 | 57547.5059 | 12951.201 | 14.68% | 141723.3202
St Albans | E07000240 | 148452 | 60967 | 4926 | 4057.2827 | 44948.6778 | 16643.7786 | 7.437% | 131324.0832
Welwyn Hatfield | E07000241 | 123043 | 47991 | 3688 | 3801.296 | 137281.1792 | 14494.2631 | 9.562% | 145887.0169
East Hertfordshire | E07000242 | 149748 | 63900 | 5741 | 4386.6999 | 48267.8934 | 14850.7871 | 17.28% | 122446.9772
Stevenage | E07000243 | 87845 | 37129 | 2651 | 3366.9484 | 88644.1257 | 12259.6081 | 9.075% | 179096.6303
East Suffolk | E07000244 | 249461 | 118337 | 10699 | 3926.2848 | 56343.8281 | 12457.5314 | 22.74% | 141589.6928
West Suffolk | E07000245 | 179045 | 78559 | 7942 | 4039.169 | 71547.4726 | 12260.9093 | 31.68% | 139755.2032
Somerset West and Taunton | E07000246 | 155115 | 72777 | 8167 | 3812.0338 | 36567.8388 | 11412.2396 | 28.55% | 138127.7832
Bolton | E08000001 | 287550 | 125104 | 8383 | 3339.9427 | 60679.6529 | 13749.5804 | 5.63% | 149367.6471
Bury | E08000002 | 190990 | 84085 | 5592 | 3405.2891 | 59685.5443 | 14225.8141 | 4.75% | 144145.098
Manchester | E08000003 | 552858 | 228681 | 19209 | 3431.7963 | 91594.456 | 12318.9405 | 19.46% | 175650.9804
Oldham | E08000004 | 237110 | 97004 | 6460 | 3229.2162 | 65241.3612 | 13739.2213 | 4.203% | 158835.7843
Rochdale | E08000005 | 222412 | 94603 | 6406 | 3289.0255 | 74413.7415 | 13244.1665 | 3.664% | 158961.2745
Salford | E08000006 | 258834 | 122238 | 8513 | 3435.4838 | 67231.9403 | 12653.3677 | 17.32% | 156862.7451
Stockport | E08000007 | 293423 | 130979 | 9056 | 3500.874 | 58821.1719 | 15073.4936 | 6.126% | 143652.451
Tameside | E08000008 | 226493 | 103094 | 6438 | 3184.2574 | 63015.628 | 12807.8079 | 3.726% | 154786.2745
Trafford | E08000009 | 237354 | 99829 | 8230 | 3655.2554 | 119780.7332 | 15504.7898 | 7.739% | 127062.7451
Wigan | E08000010 | 328662 | 146754 | 8569 | 3218.8923 | 71898.7452 | 12252.4782 | 2.37% | 145913.2353
Knowsley | E08000011 | 150862 | 68229 | 3133 | 3093.1311 | 148738.4957 | 11567.8914 | 1.735% | 180978.4314
Liverpool | E08000012 | 498042 | 222191 | 15535 | 3034.1972 | 74526.1047 | 12100.7324 | 12.39% | 167271.0784
St. Helens | E08000013 | 180585 | 83299 | 4879 | 3102.3051 | 94601.1238 | 12311.2099 | 1.551% | 162593.1372
Sefton | E08000014 | 276410 | 127821 | 8290 | 3240.8412 | 48974.8452 | 13702.7038 | 5.802% | 139786.2745
Wirral | E08000015 | 324011 | 150047 | 9372 | 3238.4896 | 53470.6048 | 13429.0601 | 4.426% | 141294.1177
Barnsley | E08000016 | 246866 | 111681 | 6907 | 3123.9564 | 82845.1334 | 13201.6762 | 3.663% | 158962.1063
Doncaster | E08000017 | 311890 | 137150 | 9543 | 3213.9222 | 89931.0306 | 13302.2463 | 3.984% | 152874.0157
Rotherham | E08000018 | 265411 | 117704 | 7557 | 3129.4136 | 83015.4785 | 13341.1709 | 2.729% | 158723.9173
Sheffield | E08000019 | 584853 | 242482 | 18305 | 3126.0886 | 75130.3403 | 14051.0242 | 10.19% | 152533.4646
Newcastle upon Tyne | E08000021 | 302820 | 129544 | 10249 | 3043.1718 | 77399.9294 | 14152.9619 | 14.37% | 158973.7883
North Tyneside | E08000022 | 207913 | 100083 | 6015 | 2888.6731 | 74178.7346 | 13663.4198 | 3.742% | 170278.4372
South Tyneside | E08000023 | 150976 | 72034 | 4199 | 2768.4498 | 48266.2267 | 12654.9223 | 2.265% | 160921.8595
Sunderland | E08000024 | 277705 | 129882 | 8299 | 2901.6556 | 96338.4503 | 13605.4463 | 4.685% | 162695.8457
Birmingham | E08000025 | 1141816 | 437250 | 38241 | 3497.4767 | 64994.7041 | 14671.0539 | 11.5% | 153806.8182
Coventry | E08000026 | 371521 | 140608 | 10591 | 3334.6811 | 75457.3624 | 12919.7432 | 7.523% | 166784.585
Dudley | E08000027 | 321596 | 138206 | 10236 | 3424.5254 | 53356.1086 | 13617.4028 | 4.112% | 164789.0316
Sandwell | E08000028 | 328450 | 132915 | 11032 | 3317.3146 | 72924.4169 | 13316.1892 | 5.597% | 163341.8972
Solihull | E08000029 | 216374 | 92879 | 6139 | 3768.1413 | 103169.6234 | 15212.5786 | 7.424% | 150542.9842
Walsall | E08000030 | 285478 | 116257 | 9152 | 3512.4294 | 60107.2526 | 13930.3694 | 6.399% | 148167.4901
Wolverhampton | E08000031 | 263357 | 109615 | 8964 | 3480.9713 | 58816.4455 | 14120.6519 | 8.112% | 161691.2055
Bradford | E08000032 | 539776 | 216420 | 16576 | 3351.6983 | 59685.6264 | 15565.8843 | 7.173% | 149205.5064
Calderdale | E08000033 | 211455 | 95568 | 7708 | 3427.3904 | 60394.0849 | 14939.5226 | 6.761% | 128318.5841
Kirklees | E08000034 | 439787 | 185832 | 14042 | 3303.608 | 58108.2328 | 14965.9933 | 5.165% | 144459.1937
Leeds | E08000035 | 793139 | 351884 | 27082 | 3366.2594 | 74434.0154 | 14063.3553 | 11.07% | 149390.8555
Wakefield | E08000036 | 348312 | 158171 | 11010 | 3134.6324 | 103568.4364 | 13099.3801 | 4.526% | 148014.7493
Gateshead | E08000037 | 202055 | 94207 | 6571 | 2933.6874 | 80629.0161 | 13665.7714 | 5.341% | 160279.9209
City of London | E09000001 | 9721 | 6959 | 6737 | 3957.2333 | 297305.328 | 13726.0091 | 65.84% | 298225.1721
Barking and Dagenham | E09000002 | 212906 | 76285 | 5828 | 3292.159 | 61460.7104 | 11979.4039 | 11.97% | 160605.7312
Barnet | E09000003 | 395869 | 153000 | 13129 | 3997.7859 | 37021.5592 | 17459.2425 | 14.49% | 113368.083
Bexley | E09000004 | 248287 | 99152 | 7014 | 3639.6177 | 59736.1532 | 13998.0224 | 8.451% | 149858.8351
Brent | E09000005 | 329771 | 121885 | 14122 | 3410.2629 | 54236.9708 | 15495.9466 | 15.41% | 136953.0632
Bromley | E09000006 | 332336 | 141271 | 11204 | 3769.9116 | 35692.5182 | 15994.7203 | 6.477% | 126403.7512
Camden | E09000007 | 270029 | 105700 | 24977 | 3191.9221 | 51521.345 | 12653.6304 | 28.51% | 147513.834
Croydon | E09000008 | 386710 | 158739 | 12675 | 3567.5063 | 52876.2576 | 15045.9502 | 9.894% | 132250.7404
Ealing | E09000009 | 341806 | 137839 | 12488 | 3375.3784 | 71514.3914 | 14512.3588 | 12.13% | 149331.0277
Enfield | E09000010 | 333794 | 126760 | 9331 | 3724.2965 | 56412.6874 | 14842.7178 | 12.32% | 130283.9445
Greenwich | E09000011 | 287942 | 118058 | 9483 | 3110.9935 | 47826.5372 | 12675.2772 | 20.58% | 161495.0642
Hackney | E09000012 | 281120 | 112128 | 16563 | 3018.0265 | 34044.631 | 11123.2673 | 19.81% | 159921.9368
Hammersmith and Fulham | E09000013 | 185143 | 88644 | 13472 | 3167.9785 | 49551.5672 | 12235.7249 | 16.4% | 157207.5099
Haringey | E09000014 | 268647 | 109874 | 9773 | 3165.5604 | 44370.2596 | 13604.8991 | 11.62% | 132695.6522
Harrow | E09000015 | 251160 | 92364 | 6542 | 3714.1461 | 31541.7191 | 17531.1292 | 8.68% | 124954.0514
Havering | E09000016 | 259552 | 104927 | 7662 | 3703.4447 | 49369.6095 | 14239.9482 | 6.726% | 133412.0553
Hillingdon | E09000017 | 306870 | 113476 | 8695 | 3703.8836 | 108732.5981 | 15091.7781 | 11.19% | 164250.9881
Hounslow | E09000018 | 271523 | 104489 | 8798 | 3610.0559 | 99988.6223 | 14434.7885 | 17.97% | 166526.6798
Islington | E09000019 | 242467 | 105672 | 17814 | 2900.1374 | 42601.9073 | 10777.7338 | 19.75% | 168132.4111
Kensington and Chelsea | E09000020 | 156129 | 87901 | 18818 | 4016.5705 | 49377.5863 | 13219.0959 | 22.05% | 131875.9881
Kingston upon Thames | E09000021 | 177507 | 67801 | 6352 | 3786.1331 | 51897.0674 | 15155.5831 | 10.23% | 134161.8954
Lambeth | E09000022 | 326034 | 143290 | 17835 | 2971.1329 | 33897.8046 | 12020.6072 | 15.64% | 153858.861
Lewisham | E09000023 | 305842 | 128955 | 12088 | 3104.186 | 23684.4225 | 12581.7596 | 14.4% | 138542.9418
Merton | E09000024 | 206548 | 85009 | 7576 | 3592.0587 | 65881.1618 | 14421.2294 | 8.99% | 125560.7108
Newham | E09000025 | 353134 | 118808 | 10471 | 3139.8906 | 94196.8099 | 12265.5334 | 20.95% | 155849.3083
Redbridge | E09000026 | 305222 | 104291 | 8267 | 3685.11 | 30543.6298 | 15778.0304 | 9.071% | 144762.8459
Richmond upon Thames | E09000027 | 198019 | 85130 | 8513 | 3906.6403 | 35624.5293 | 15620.2742 | 7.385% | 120056.3241
Southwark | E09000028 | 318830 | 140205 | 17666 | 3132.3079 | 58952.5168 | 10732.7689 | 28% | 167056.2685
Sutton | E09000029 | 206349 | 84406 | 6407 | 3723.8422 | 54267.0213 | 14775.491 | 13.07% | 128320.3356
Tower Hamlets | E09000030 | 324745 | 130639 | 17200 | 3205.3964 | 131096.9724 | 9536.9419 | 41.07% | 207919.9605
Waltham Forest | E09000031 | 276983 | 104356 | 9157 | 3215.5608 | 34898.9445 | 13330.3424 | 10.47% | 136861.6601
Wandsworth | E09000032 | 329677 | 148585 | 16239 | 3304.3153 | 30644.9808 | 13082.6322 | 17.33% | 135768.5094
Westminster | E09000033 | 261317 | 125124 | 38949 | 3817.3426 | 77720.5571 | 11708.9367 | 30.93% | 177646.2451
Clackmannanshire | S12000005 | 51540 | 25742 | 1440 | 3218.2267 | 149945.4033 | 13250.9478 | 2.547% | 163774.4807
Dumfries and Galloway | S12000006 | 148860 | 81967 | 10761 | 3750.1097 | 47742.9144 | 13814.936 | 34.88% | 146221.5628
East Ayrshire | S12000008 | 122010 | 59306 | 4374 | 3089.1517 | 53391.2874 | 13884.1636 | 0.9414% | 163580.6132
East Lothian | S12000010 | 107090 | 52405 | 3699 | 3543.3028 | 75994.5952 | 13692.4083 | 8.815% | 153308.1108
East Renfrewshire | S12000011 | 95530 | 41184 | 1875 | 3614.4034 | 39648.0156 | 18333.8029 | 7.528% | 118914.9357
Na h-Eileanan Siar | S12000013 | 26720 | 18569 | 2074 | 4613.444 | 32652.3601 | 11001.5655 | 86.69% | 149560.8309
Falkirk | S12000014 | 160890 | 80476 | 4715 | 3257.1332 | 86154.2394 | 13892.2741 | 6.398% | 164804.6489
Highland | S12000017 | 235830 | 141745 | 16535 | 4490.1648 | 50804.7276 | 14253.3981 | 58.73% | 152851.1375
Inverclyde | S12000018 | 77800 | 42164 | 2657 | 2981.5621 | 63188.01 | 14086.5351 | 7.101% | 144950.544
Midlothian | S12000019 | 92460 | 41819 | 2776 | 3294.3452 | 72597.5231 | 13551.4154 | 2.956% | 158826.4095
Moray | S12000020 | 95820 | 48050 | 4701 | 3721.9551 | 62970.9687 | 14604.4464 | 26.4% | 194739.367
North Ayrshire | S12000021 | 134740 | 73383 | 4994 | 3181.3317 | 85845.0921 | 13057.3252 | 6.084% | 156828.8823
Orkney Islands | S12000023 | 22270 | 14613 | 2320 | 5495.6606 | 25852.7841 | - | 100% | -
Scottish Borders | S12000026 | 115510 | 65110 | 7829 | 3663.0839 | 39084.6556 | 13976.8077 | 29.92% | 139074.184
Shetland Islands | S12000027 | 22920 | 17357 | 1913 | 5488.9936 | 44206.7457 | - | 100% | -
South Ayrshire | S12000028 | 112610 | 58825 | 5276 | 3274.7829 | 50839.1983 | 14527.9828 | 9.42% | 170166.6667
South Lanarkshire | S12000029 | 320530 | 161434 | 10416 | 3436.8314 | 54328.5955 | 14853.6505 | 11.63% | 152221.5628
Stirling | S12000030 | 94210 | 44595 | 4673 | 3854.9642 | 58125.5944 | 15430.4026 | 16.77% | 144170.1286
Aberdeen City | S12000033 | 228670 | 126534 | 8761 | 2947.3727 | 79922.2269 | 13526.6178 | 5.936% | 175667.6558
Aberdeenshire | S12000034 | 261210 | 126491 | 13521 | 4231.6547 | 48642.5066 | 15807.962 | 39.03% | 148632.542
Argyll and Bute | S12000035 | 85870 | 58761 | 7191 | 4453.2463 | 33453.8108 | 15728.8956 | 49.35% | 129847.6756
City of Edinburgh | S12000036 | 524930 | 270342 | 21376 | 3053.7681 | 67513.3058 | 12915.6475 | 5.757% | 151712.6607
Renfrewshire | S12000038 | 179100 | 93712 | 5493 | 2952.5775 | 85119.7818 | 13158.5738 | 4.857% | 168250.7418
West Dunbartonshire | S12000039 | 88930 | 47355 | 3080 | 2835.6813 | 66178.3149 | 11976.9668 | 2.704% | 161827.8932
West Lothian | S12000040 | 183100 | 83013 | 5683 | 3312.7357 | 88561.8525 | 14279.2638 | 2.365% | 176791.7903
Angus | S12000041 | 116200 | 61441 | 5602 | 3700.2481 | 51764.5617 | 14200.5077 | 22.66% | 163443.1256
Dundee City | S12000042 | 149320 | 82051 | 5467 | 3224.5934 | 63681.2653 | 12824.8355 | 13.06% | 176419.3868
East Dunbartonshire | S12000045 | 108640 | 48709 | 2610 | 3470.918 | 61662.127 | 17437.0964 | 3.468% | 118553.907
Fife | S12000047 | 373550 | 186641 | 13297 | 3192.7686 | 66102.0031 | 14011.1899 | 1.492% | 157425.3215
Perth and Kinross | S12000048 | 151950 | 81002 | 8643 | 4090.4273 | 43796.3199 | 15000.1776 | 29.39% | 154410.4847
Glasgow City | S12000049 | 633120 | 334544 | 24766 | 2755.6833 | 70100.1634 | 11517.6407 | 10.85% | 169534.1246
North Lanarkshire | S12000050 | 341370 | 162261 | 9348 | 3177.1524 | 83419.4423 | 13962.0753 | 3.989% | 163161.2265
Isle of Anglesey | W06000001 | 70043 | 35684 | 3785 | 4061.766 | 38959.6945 | 11687.8988 | 53.17% | 148629.902
Gwynedd | W06000002 | 124560 | 62249 | 8804 | 3921.8566 | 32741.6335 | 11891.3026 | 49.35% | 144981.3726
Conwy | W06000003 | 117203 | 56953 | 6418 | 3398.7722 | 31119.6536 | 12451.6209 | 18.43% | 147257.8431
Denbighshire | W06000004 | 95696 | 44058 | 4831 | 3679.5574 | 40361.371 | 12405.2577 | 24.09% | 145091.6667
Flintshire | W06000005 | 156100 | 68422 | 5505 | 3509.2685 | 150490.2864 | 12457.1419 | 17.17% | 173995.098
Wrexham | W06000006 | 135957 | 59987 | 4746 | 3447.7155 | 140948.5665 | 12213.944 | 15.13% | 180702.9412
Ceredigion | W06000008 | 72695 | 34115 | 5743 | 4442.1989 | 32146.6594 | 12492.0921 | 74.53% | 126558.8235
Pembrokeshire | W06000009 | 125818 | 61711 | 8659 | 3634.4016 | 102876.3478 | 11713.9091 | 41.54% | 138300.0977
Carmarthenshire | W06000010 | 188771 | 86309 | 10046 | 3549.8488 | 53838.3442 | 12881.7683 | 39.28% | 152393.9394
Swansea | W06000011 | 246993 | 112840 | 8298 | 3100.7633 | 64805.9186 | 12960.484 | 9.381% | 156869.5015
Neath Port Talbot | W06000012 | 143315 | 66116 | 4318 | 3108.6819 | 254650.9563 | 12731.2144 | 7.059% | 148847.5073
Bridgend | W06000013 | 147049 | 64700 | 4797 | 3154.4562 | 78497.2674 | 12920.7905 | 2.657% | 145216.0313
Vale of Glamorgan | W06000014 | 133587 | 59450 | 4179 | 3387.2847 | 86939.0908 | 12805.0587 | 8.489% | 127381.2317
Cardiff | W06000015 | 366903 | 156009 | 12244 | 3199.6133 | 83182.4265 | 12500.9844 | 11.02% | 153796.1877
Rhondda Cynon Taf | W06000016 | 241264 | 109781 | 7250 | 3017.5556 | 55692.6693 | 13439.3195 | 2.58% | 147210.6549
Caerphilly | W06000018 | 181075 | 78999 | 5207 | 3156.4876 | 71495.3215 | 13440.2554 | 2.146% | 148161.2903
Blaenau Gwent | W06000019 | 69862 | 32469 | 2287 | 2960.2719 | 65021.3526 | 14015.3104 | 2.527% | 193479.9609
Torfaen | W06000020 | 93961 | 41859 | 2850 | 3070.4019 | 93931.6883 | 12309.7888 | 1.597% | 157971.652
Monmouthshire | W06000021 | 94590 | 42440 | 4573 | 3781.5226 | 51726.4094 | 12968.9757 | 24.58% | 128001.4663
Newport | W06000022 | 154676 | 69013 | 4701 | 3203.6527 | 138319.3596 | 12163.7784 | 6.215% | 163370.479
Powys | W06000023 | 132435 | 62701 | 11306 | 4038.8928 | 28311.8024 | 12449.8292 | 55.33% | 162879.4118
Merthyr Tydfil | W06000024 | 60326 | 27024 | 1762 | 3029.5849 | 68620.4909 | 14167.5966 | 2.616% | 152186.7058

## LA az
Local authority (a-z)
Aberdeen City
Aberdeenshire | Ignore this sheet
Adur
Allerdale
Amber Valley
Angus
Argyll and Bute
Arun
Ashfield
Ashford
Babergh
Barking and Dagenham
Barnet
Barnsley
Barrow-in-Furness
Basildon
Basingstoke and Deane
Bassetlaw
Bath and North East Somerset
Bedford
Bexley
Birmingham
Blaby
Blackburn with Darwen
Blackpool
Blaenau Gwent
Bolsover
Bolton
Boston
Bournemouth, Christchurch and Poole
Bracknell Forest
Bradford
Braintree
Breckland
Brent
Brentwood
Bridgend
Brighton and Hove
Bristol, City of
Broadland
Bromley
Bromsgrove
Broxbourne
Broxtowe
Buckinghamshire
Burnley
Bury
Caerphilly
Calderdale
Cambridge
Camden
Cannock Chase
Canterbury
Cardiff
Carlisle
Carmarthenshire
Castle Point
Central Bedfordshire
Ceredigion
Charnwood
Chelmsford
Cheltenham
Cherwell
Cheshire East
Cheshire West and Chester
Chesterfield
Chichester
Chorley
City of Edinburgh
City of London
Clackmannanshire
Colchester
Conwy
Copeland
Corby
Cornwall
Cotswold
County Durham
Coventry
Craven
Crawley
Croydon
Dacorum
Darlington
Dartford
Daventry
Denbighshire
Derby
Derbyshire Dales
Doncaster
Dorset
Dover
Dudley
Dumfries and Galloway
Dundee City
Ealing
East Ayrshire
East Cambridgeshire
East Devon
East Dunbartonshire
East Hampshire
East Hertfordshire
East Lindsey
East Lothian
East Northamptonshire
East Renfrewshire
East Riding of Yorkshire
East Staffordshire
East Suffolk
Eastbourne
Eastleigh
Eden
Elmbridge
Enfield
Epping Forest
Epsom and Ewell
Erewash
Exeter
Falkirk
Fareham
Fenland
Fife
Flintshire
Folkestone and Hythe
Forest of Dean
Fylde
Gateshead
Gedling
Glasgow City
Gloucester
Gosport
Gravesham
Great Yarmouth
Greenwich
Guildford
Gwynedd
Hackney
Halton
Hambleton
Hammersmith and Fulham
Harborough
Haringey
Harlow
Harrogate
Harrow
Hart
Hartlepool
Hastings
Havant
Havering
Herefordshire, County of
Hertsmere
High Peak
Highland
Hillingdon
Hinckley and Bosworth
Horsham
Hounslow
Huntingdonshire
Hyndburn
Inverclyde
Ipswich
Isle of Anglesey
Isle of Wight
Isles of Scilly
Islington
Kensington and Chelsea
Kettering
King's Lynn and West Norfolk
Kingston upon Hull, City of
Kingston upon Thames
Kirklees
Knowsley
Lambeth
Lancaster
Leeds
Leicester
Lewes
Lewisham
Lichfield
Lincoln
Liverpool
Luton
Maidstone
Maldon
Malvern Hills
Manchester
Mansfield
Medway
Melton
Mendip
Merthyr Tydfil
Merton
Mid Devon
Mid Suffolk
Mid Sussex
Middlesbrough
Midlothian
Milton Keynes
Mole Valley
Monmouthshire
Moray
Na h-Eileanan Siar
Neath Port Talbot
New Forest
Newark and Sherwood
Newcastle upon Tyne
Newcastle-under-Lyme
Newham
Newport
North Ayrshire
North Devon
North East Derbyshire
North East Lincolnshire
North Hertfordshire
North Kesteven
North Lanarkshire
North Lincolnshire
North Norfolk
North Somerset
North Tyneside
North Warwickshire
North West Leicestershire
Northampton
Northumberland
Norwich
Nottingham
Nuneaton and Bedworth
Oadby and Wigston
Oldham
Orkney Islands
Oxford
Pembrokeshire
Pendle
Perth and Kinross
Peterborough
Plymouth
Portsmouth
Powys
Preston
Reading
Redbridge
Redcar and Cleveland
Redditch
Reigate and Banstead
Renfrewshire
Rhondda Cynon Taf
Ribble Valley
Richmond upon Thames
Richmondshire
Rochdale
Rochford
Rossendale
Rother
Rotherham
Rugby
Runnymede
Rushcliffe
Rushmoor
Rutland
Ryedale
Salford
Sandwell
Scarborough
Scottish Borders
Sedgemoor
Sefton
Selby
Sevenoaks
Sheffield
Shetland Islands
Shropshire
Slough
Solihull
Somerset West and Taunton
South Ayrshire
South Cambridgeshire
South Derbyshire
South Gloucestershire
South Hams
South Holland
South Kesteven
South Lakeland
South Lanarkshire
South Norfolk
South Northamptonshire
South Oxfordshire
South Ribble
South Somerset
South Staffordshire
South Tyneside
Southampton
Southend-on-Sea
Southwark
Spelthorne
St Albans
St. Helens
Stafford
Staffordshire Moorlands
Stevenage
Stirling
Stockport
Stockton-on-Tees
Stoke-on-Trent
Stratford-on-Avon
Stroud
Sunderland
Surrey Heath
Sutton
Swale
Swansea
Swindon
Tameside
Tamworth
Tandridge
Teignbridge
Telford and Wrekin
Tendring
Test Valley
Tewkesbury
Thanet
Three Rivers
Thurrock
Tonbridge and Malling
Torbay
Torfaen
Torridge
Tower Hamlets
Trafford
Tunbridge Wells
Uttlesford
Vale of Glamorgan
Vale of White Horse
Wakefield
Walsall
Waltham Forest
Wandsworth
Warrington
Warwick
Watford
Waverley
Wealden
Wellingborough
Welwyn Hatfield
West Berkshire
West Devon
West Dunbartonshire
West Lancashire
West Lindsey
West Lothian
West Oxfordshire
West Suffolk
Westminster
Wigan
Wiltshire
Winchester
Windsor and Maidenhead
Wirral
Woking
Wokingham
Wolverhampton
Worcester
Worthing
Wrexham
Wychavon
Wyre
Wyre Forest
York